{"text_format":"1","workbook":"xlsx","n_sheets":13,"sheets":["Start","_Athens","_Davos","_Stockholm","_Würzburg","Template - New city","Results (hidden)","SS to QDT calc","Results","About","EN ISO 9806 page 1","EN ISO 9806 page 2","Special characters"],"not_rendered":{"charts":2,"images":14,"macros":1,"external_links":0,"defined_names":97,"comments":8,"pivot_tables":0},"unopened":[],"bounds":{"document_bytes":16777216,"sheet_cells":100000,"rows_first":2000,"rows_last":500,"rows_between":2000,"halvings":0,"cell_chars":16384,"cell_head_chars":4096},"cells_cut":0,"cells_raw":0,"read":"whole","date_system":"1900"}

{"sheet":"Start","index":0,"n_rows":26,"n_cols":9,"rows_kept":26,"cut":false,"hidden":false,"merged":[]}
[]
[]
[]
[]
[]
[]
[null,"ScenoCalc (Solar Collector Energy Output Calculator)"]
[]
[null,"1. Activate macros for this workbook."]
[null,"2. To run ScenoCalc, choose one of the buttons below:"]
[null,"A. SK Certificate Evaluation: The evaluation is made for Solar Keymark Certification."]
[null,"B. Basic Evaluation: One location is chosen for the evaluation."]
[null,"3. More information on the calculation tool can be obtained in the About tab."]
[]
[]
[]
[]
[]
[null,"Additional options"]
[null,"Weather data can be added for a new location:"]
[]
[]
[null,"Previously calculated results can be cleared:"]
[]
[]
[null,null,null,null,null,null,null,null,{"$f":"program_version(TRUE)","v":"Ver. 6.0 (October 2018)"}]

{"sheet":"_Athens","index":1,"n_rows":8765,"n_cols":6,"rows_kept":8765,"cut":false,"hidden":true,"merged":[]}
["Location:","Athens",null,"Longitude","STD longitude","Latitude"]
["Year:","1996-2005 ",null,-23.73,-15,38]
[null,null,null,"NB! The longitudes are defined negative for values to the east and positive to the west."]
["TIME        ","ta","Ghoris","Gbn","w10","EL"]
["[hour]","[°C]","[W/m2]","[W/m2]","[m/s]","[W/m2]"]
[1,15.6,0,0,2.2999999999999998,331]
[2,15.4,0,0,1.9,331]
[3,15.1,0,0,1.6,329]
[4,15,0,0,1.9,328]
[5,14.9,0,0,1.8,326]
[6,14.8,0,0,2.1,327]
[7,14.7,0,0,1.7,326]
[8,14.7,0,0,2.4,324]
[9,15.3,46,15,2.1,326]
[10,16.399999999999999,154,112,4.0999999999999996,320]
[11,17.399999999999999,240,181,3,315]
[12,17.3,92,0,3,333]
[13,17.7,188,11,3.5,325]
[14,17.7,130,0,4.0999999999999996,329]
[15,18.100000000000001,256,247,3.3,314]
[16,18,118,53,4.8,326]
[17,17.600000000000001,24,0,3.5,337]
[18,17.100000000000001,0,0,4.0999999999999996,336]
[19,16.7,0,0,3.3,333]
[20,16.2,0,0,3.3,332]
[21,15.8,0,0,3.3,330]
[22,15.3,0,0,2.2999999999999998,326]
[23,14.9,0,0,1.9,318]
[24,14.4,0,0,1.7,318]
[25,14,0,0,1.8,316]
[26,13.5,0,0,3,312]
[27,13,0,0,4.5999999999999996,311]
[28,12.7,0,0,4.0999999999999996,310]
[29,12.5,0,0,5,310]
[30,12.3,0,0,4.0999999999999996,309]
[31,12.1,0,0,4.8,308]
[32,12.1,0,0,2.7,304]
[33,12.7,57,79,3,304]
[34,13.5,123,25,2.7,310]
[35,14.1,180,35,3,312]
[36,15.2,312,210,2.2999999999999998,307]
[37,15.6,252,69,3.5,314]
[38,15.9,251,76,4.0999999999999996,314]
[39,16.100000000000001,225,112,2.7,316]
[40,16,165,222,3.5,316]
[41,15.6,96,321,2.9,308]
[42,15,1,0,3.3,313]
[43,14.7,0,0,2.1,309]
[44,14.4,0,0,1.7,312]
[45,14.1,0,0,1.3,320]
[46,13.8,0,0,1,325]
[47,13.5,0,0,0.7,324]
[48,13.2,0,0,0.4,328]
[49,13,0,0,0.3,331]
[50,12.9,0,0,0.3,333]
[51,12.8,0,0,0.5,332]
[52,12.8,0,0,0.3,335]
[53,12.7,0,0,0.4,337]
[54,12.7,0,0,0.3,341]
[55,12.7,0,0,0.4,349]
[56,12.7,1,0,0.5,351]
[57,12.8,8,0,0.6,353]
[58,13.4,62,0,0.7,346]
[59,14.3,151,10,1.3,335]
[60,15.3,233,62,1.3,332]
[61,16.3,287,99,1.7,330]
[62,16.8,256,96,1.4,334]
[63,16.8,127,0,1,343]
[64,16.899999999999999,163,204,1.3,327]
[65,16.399999999999999,51,39,2.2999999999999998,334]
[66,15.9,0,0,3.8,335]
[67,15.6,0,0,3.8,338]
[68,15.2,0,0,2.7,336]
[69,14.9,0,0,2.7,338]
[70,14.6,0,0,3.3,339]
[71,14.3,0,0,3,340]
[72,14,0,0,3.3,340]
[73,13.6,0,0,3,336]
[74,13.1,0,0,3,334]
[75,12.7,0,0,3.8,331]
[76,12.5,0,0,4.5999999999999996,331]
[77,12.2,0,0,5.9,337]
[78,12.1,0,0,4.3,340]
[79,11.9,0,0,2.7,336]
[80,11.9,0,0,2.2999999999999998,336]
[81,12.1,22,0,2.4,341]
[82,12.5,72,0,1.9,336]
[83,13.1,157,14,2.2000000000000002,333]
[84,13.4,147,0,1.9,331]
[85,13.5,138,0,2.7,333]
[86,13.7,157,1,1.9,333]
[87,13.7,112,0,1.5,333]
[88,13.5,54,0,1.4,336]
[89,12.8,15,0,1.6,348]
[90,13,0,0,2,343]
[91,12.6,0,0,2,343]
[92,12.2,0,0,2.4,339]
[93,11.8,0,0,1.8,338]
[94,11.5,0,0,2.2000000000000002,333]
[95,11.1,0,0,2.1,329]
[96,10.7,0,0,2.1,329]
[97,10.4,0,0,3.5,321]
[98,10.1,0,0,4.5999999999999996,317]
[99,9.8000000000000007,0,0,3.8,315]
[100,9.6,0,0,2.9,308]
[101,9.4,0,0,4.8,306]
[102,9.3000000000000007,0,0,3.8,306]
[103,9.1999999999999993,0,0,4.8,301]
[104,9.1999999999999993,1,0,3.3,299]
[105,10.5,101,496,3,300]
[106,12.4,275,669,2.4,295]
[107,13.5,286,303,2,308]
[108,13.8,229,65,2,320]
[109,13.6,144,0,1.9,326]
[110,13.9,258,106,2.6,318]
[111,14.2,295,365,2.2999999999999998,309]
[112,14.3,227,437,2.2999999999999998,307]
[113,13.6,49,37,3.3,321]
[114,12.8,0,0,4.3,318]
[115,12.5,0,0,4.5999999999999996,317]
[116,12.2,0,0,2.6,317]
[117,11.9,0,0,4.3,319]
[118,11.6,0,0,4.3,319]
[119,11.3,0,0,3.8,317]
[120,11,0,0,4.3,318]
[121,10.8,0,0,5.9,315]
[122,10.6,0,0,6.2,312]
[123,10.4,0,0,6.2,311]
[124,10.3,0,0,5.9,311]
[125,10.199999999999999,0,0,5.6,313]
[126,10.1,0,0,5.4,309]
[127,10.1,0,0,5.6,312]
[128,10.1,0,0,5.6,311]
[129,10.3,20,0,5.2,317]
[130,10.6,52,0,3.8,328]
[131,10.9,84,0,4.3,329]
[132,11.2,97,0,5,314]
[133,11.4,105,0,6.2,315]
[134,11.5,105,0,6.8,321]
[135,11.5,74,0,7,321]
[136,11.5,58,0,6.5,317]
[137,11.2,23,0,4.5999999999999996,332]
[138,11,0,0,2.4,331]
[139,10.9,0,0,2.4,334]
[140,10.8,0,0,1.8,333]
[141,10.5,0,0,2,328]
[142,10.1,0,0,1.4,330]
[143,10.1,0,0,1.3,330]
[144,9.1999999999999993,0,0,0.9,325]
[145,10.1,0,0,0.9,330]
[146,10,0,0,0.6,326]
[147,9.9,0,0,0.7,325]
[148,9.6999999999999993,0,0,0.9,328]
[149,9.9,0,0,1,329]
[150,9.8000000000000007,0,0,0.7,329]
[151,9.8000000000000007,0,0,0.6,329]
[152,9.9,0,0,0.8,329]
[153,10.1,19,0,0.7,331]
[154,10.8,89,0,0.7,324]
[155,11.7,155,9,0.8,325]
[156,12.2,169,4,0.9,330]
[157,12.5,133,0,0.7,335]
[158,12.6,116,0,1.2,337]
[159,12.6,111,0,1.2,320]
[160,12.5,66,0,0.8,317]
[161,12.2,31,0,1.1000000000000001,316]
[162,11.8,0,0,1.2,318]
[163,11.5,0,0,1.5,320]
[164,11.2,0,0,1.8,317]
[165,10.9,0,0,1.7,313]
[166,10.6,0,0,1.9,310]
[167,10.199999999999999,0,0,1.8,308]
[168,9.9,0,0,1.9,306]
[169,9.4,0,0,1.5,300]
[170,8.9,0,0,1.7,298]
[171,8.4,0,0,1.9,295]
[172,8.1,0,0,1.3,291]
[173,7.8,0,0,0.9,294]
[174,7.6,0,0,0.6,293]
[175,7.5,0,0,0.3,293]
[176,7.4,0,0,0.5,292]
[177,8.3000000000000007,71,200,0.6,291]
[178,9.5,187,322,0.9,289]
[179,10.8,294,370,1.6,288]
[180,11.8,364,390,2,291]
[181,12.6,378,380,2.6,294]
[182,13,340,321,4.0999999999999996,301]
[183,13.2,286,327,2.9,298]
[184,12.9,192,333,1.8,299]
[185,12.2,78,264,2.7,301]
[186,11.4,1,0,3,300]
[187,10.9,0,0,2.7,297]
[188,10.5,0,0,2.4,296]
[189,10.1,0,0,2.7,297]
[190,9.6,0,0,4.3,299]
[191,9.1999999999999993,0,0,4.8,301]
[192,8.8000000000000007,0,0,5.6,300]
[193,8.5,0,0,4.5999999999999996,305]
[194,8.1,0,0,5.4,303]
[195,7.8,0,0,5.4,301]
[196,7.7,0,0,5.2,299]
[197,7.5,0,0,4.8,297]
[198,7.4,0,0,4.0999999999999996,295]
[199,7.3,0,0,5,299]
[200,7.4,1,0,5,299]
[201,8.1999999999999993,79,287,3.5,302]
[202,9.6999999999999993,269,725,4.5999999999999996,286]
[203,11.3,427,757,4.8,287]
[204,11.8,322,239,5.2,301]
[205,12.2,326,177,4.0999999999999996,301]
[206,12.1,227,56,3.3,306]
[207,11.3,39,0,3.5,318]
[208,10.6,21,0,3,324]
[209,10,8,0,3,323]
[210,9.5,0,0,5,320]
[211,9.3000000000000007,0,0,5.6,323]
[212,9.1999999999999993,0,0,5.2,321]
[213,9.1,0,0,5,324]
[214,8.9,0,0,4.8,326]
[215,8.8000000000000007,0,0,4.0999999999999996,326]
[216,8.6999999999999993,0,0,4.3,323]
[217,8.4,0,0,3.8,326]
[218,8.4,0,0,5.4,329]
[219,8.1999999999999993,0,0,4.0999999999999996,330]
[220,8.1,0,0,3.3,332]
[221,8,0,0,3.8,329]
[222,8,0,0,4.5999999999999996,326]
[223,8,0,0,3.8,324]
[224,8,0,0,3.3,321]
[225,8.1999999999999993,15,0,3.5,323]
[226,8.5,39,0,5.4,322]
[227,8.8000000000000007,48,0,6.8,326]
[228,9.1,72,0,6.2,320]
[229,9.3000000000000007,75,0,7,323]
[230,10.7,394,419,7.8,296]
[231,11.5,321,483,9.1999999999999993,298]
[232,11.9,222,494,9.1999999999999993,301]
[233,11.7,89,278,8.1999999999999993,308]
[234,11.1,0,0,12.4,307]
[235,10.9,0,0,11.8,309]
[236,10.7,0,0,10.1,309]
[237,10.4,0,0,7.5,313]
[238,10.199999999999999,0,0,6.2,312]
[239,10,0,0,5.9,305]
[240,9.6999999999999993,0,0,6.5,302]
[241,9.4,0,0,6.2,300]
[242,9.1,0,0,5.9,301]
[243,8.8000000000000007,0,0,6.5,301]
[244,8.6,0,0,5.6,304]
[245,8.5,0,0,6.2,306]
[246,8.4,0,0,7,312]
[247,8.1999999999999993,0,0,6.8,312]
[248,8.3000000000000007,2,0,6.4,313]
[249,8.5,20,0,7.8,312]
[250,9.1999999999999993,91,0,7.8,309]
[251,9.6999999999999993,119,0,7.1,311]
[252,9.9,94,0,6.4,315]
[253,11.2,374,287,6.5,296]
[254,11.7,263,89,4.0999999999999996,304]
[255,12,222,77,7.2,306]
[256,11.9,131,35,7.8,313]
[257,11.6,80,155,7.8,306]
[258,11.1,0,0,10.1,304]
[259,10.7,0,0,8.9,304]
[260,10.3,0,0,7.8,303]
[261,9.8000000000000007,0,0,7.4,305]
[262,9.4,0,0,7.4,305]
[263,9,0,0,7.4,306]
[264,8.5,0,0,8.1999999999999993,306]
[265,8.1,0,0,10.1,311]
[266,7.4,0,0,9.1999999999999993,315]
[267,7.2,0,0,7.4,313]
[268,7,0,0,6.5,316]
[269,6.7,0,0,6.2,316]
[270,6.5,0,0,5.9,316]
[271,6.4,0,0,6.8,316]
[272,6.3,0,0,4.8,316]
[273,6.6,28,0,3.8,318]
[274,7,90,0,3.8,314]
[275,7.4,128,0,3.5,312]
[276,7.7,163,2,2.4,307]
[277,7.8,139,0,3.5,306]
[278,7.8,89,0,3.8,310]
[279,7.8,95,0,3.3,308]
[280,7.7,66,0,2.6,305]
[281,7.4,22,0,3.3,311]
[282,7.2,1,0,4.5999999999999996,308]
[283,6.8,0,0,5.4,302]
[284,5.8,0,0,2.9,305]
[285,5.9,0,0,3,302]
[286,5.6,0,0,2.2999999999999998,301]
[287,5.2,0,0,1.8,298]
[288,4.9000000000000004,0,0,0.9,297]
[289,4.5999999999999996,0,0,1.3,298]
[290,4.3,0,0,1.6,297]
[291,4,0,0,2.2000000000000002,294]
[292,3.9,0,0,3.5,293]
[293,3.8,0,0,3,292]
[294,3.7,0,0,4.0999999999999996,291]
[295,3.6,0,0,5,288]
[296,3.6,0,0,4.3,284]
[297,4.4000000000000004,63,75,3.8,284]
[298,5.6,173,131,4.3,282]
[299,6.9,260,152,4.5999999999999996,284]
[300,7.9,323,161,3.3,285]
[301,8.6,330,136,3,289]
[302,9.1,306,124,3,290]
[303,9.1999999999999993,256,128,2.4,286]
[304,9.1,177,142,2.2000000000000002,286]
[305,8.4,69,63,2.2999999999999998,290]
[306,7.6,1,0,2.9,286]
[307,7.2,0,0,5.2,287]
[308,6.8,0,0,4.3,286]
[309,6.4,0,0,3.3,284]
[310,6,0,0,3,288]
[311,5.6,0,0,5,284]
[312,5.2,0,0,3.3,282]
[313,4.8,0,0,2.2999999999999998,281]
[314,4.4000000000000004,0,0,2.1,276]
[315,4,0,0,1.7,278]
[316,3.8,0,0,1.4,276]
[317,3.6,0,0,0.7,275]
[318,3.5,0,0,0.6,270]
[319,3.3,0,0,0.5,271]
[320,3.4,0,0,0.6,272]
[321,4.3,77,233,0.9,273]
[322,5.8,211,439,1.2,268]
[323,7.4,336,555,1.2,266]
[324,8.6999999999999993,419,575,1.2,265]
[325,9.6999999999999993,445,573,0.8,262]
[326,10.3,407,523,0.6,264]
[327,10.5,319,426,1.1000000000000001,266]
[328,10.1,207,339,1.5,269]
[329,9.3000000000000007,89,235,1.6,271]
[330,8.3000000000000007,1,0,1.8,271]
[331,7.8,0,0,1.6,271]
[332,7.4,0,0,1.8,273]
[333,6.9,0,0,2.2000000000000002,271]
[334,6.4,0,0,1.6,272]
[335,5.9,0,0,1.6,271]
[336,5.4,0,0,1.4,271]
[337,4.9000000000000004,0,0,1.5,272]
[338,4.2,0,0,1.7,270]
[339,3.6,0,0,2.7,267]
[340,3.2,0,0,3.8,260]
[341,2.8,0,0,2.9,263]
[342,2.5,0,0,3,260]
[343,2.2000000000000002,0,0,3.3,254]
[344,2,0,0,4.3,251]
[345,2.6,85,274,3.3,256]
[346,3.4,223,463,3.3,254]
[347,4.3,346,564,2.6,256]
[348,5,422,584,2.4,257]
[349,5.5,450,583,2.6,259]
[350,5.8,438,657,3.8,257]
[351,5.8,366,637,5.9,261]
[352,5.5,251,583,7.4,259]
[353,4.8,106,399,7.1,264]
[354,4,1,0,7.4,260]
[355,3.7,0,0,8.9,259]
[356,3.5,0,0,8.6,259]
[357,3.2,0,0,7.8,262]
[358,2.9,0,0,7.4,262]
[359,2.7,0,0,7.1,263]
[360,2.4,0,0,5.9,261]
[361,2.9,0,0,4.8,262]
[362,3.4,0,0,5.2,262]
[363,3.9,0,0,5.6,260]
[364,4.2,0,0,3.5,261]
[365,4.5,0,0,2,265]
[366,4.7,0,0,2.2000000000000002,268]
[367,4.9000000000000004,0,0,2.7,274]
[368,5,0,0,2.6,274]
[369,6.8,100,467,2.4,275]
[370,9.1999999999999993,262,744,4.5999999999999996,270]
[371,11.5,394,833,4.8,274]
[372,13.4,476,846,5.2,280]
[373,14.9,504,837,6.2,281]
[374,16,492,851,4.3,280]
[375,16.5,418,872,5.4,277]
[376,16.3,286,776,6.8,280]
[377,15.2,120,500,5.6,290]
[378,13.8,1,0,4.0999999999999996,289]
[379,13.6,0,0,5,300]
[380,13.5,0,0,4.5999999999999996,300]
[381,13.3,0,0,2.7,302]
[382,13.2,0,0,1.8,304]
[383,13.1,0,0,2.1,306]
[384,12.9,0,0,2.1,306]
[385,12.4,0,0,3.3,302]
[386,11.8,0,0,3.5,303]
[387,11.3,0,0,4.0999999999999996,301]
[388,11,0,0,3.8,300]
[389,10.7,0,0,2.7,302]
[390,10.4,0,0,2.2000000000000002,312]
[391,10.199999999999999,0,0,2,315]
[392,10.199999999999999,0,0,2.7,316]
[393,10.8,56,35,3.8,316]
[394,11.7,155,91,4.8,318]
[395,12.5,216,65,2.7,322]
[396,13.2,271,73,4.0999999999999996,320]
[397,13.7,295,79,3.5,323]
[398,14,249,34,4.5999999999999996,326]
[399,14,219,58,6.2,321]
[400,13.9,154,53,6.2,319]
[401,13.4,65,24,5.6,319]
[402,12.7,1,0,4.3,319]
[403,12.5,0,0,4.0999999999999996,318]
[404,12.2,0,0,2.9,315]
[405,11.9,0,0,3.3,314]
[406,11.7,0,0,4.8,313]
[407,11.4,0,0,5.6,315]
[408,11.1,0,0,5.4,313]
[409,11,0,0,5,317]
[410,11,0,0,3.8,316]
[411,11,0,0,3.8,320]
[412,11,0,0,1.9,321]
[413,11,0,0,1.9,321]
[414,11,0,0,2.7,320]
[415,11,0,0,1.8,317]
[416,11,1,0,2.6,314]
[417,12,66,110,2.4,314]
[418,13.1,144,61,2,314]
[419,14.3,234,90,3.5,310]
[420,15.2,265,69,5.2,312]
[421,16.100000000000001,316,108,5.4,311]
[422,16.7,315,122,4.5999999999999996,309]
[423,17,272,145,5.2,307]
[424,16.8,164,78,6.8,313]
[425,16.2,68,29,5.9,315]
[426,15.4,1,0,6.4,315]
[427,15.1,0,0,5.9,313]
[428,14.8,0,0,6.8,311]
[429,14.5,0,0,7,312]
[430,14.2,0,0,7.2,310]
[431,13.9,0,0,8.1999999999999993,310]
[432,13.7,0,0,7.8,314]
[433,13.2,0,0,7.8,310]
[434,12.8,0,0,6.2,308]
[435,12.5,0,0,6.4,310]
[436,12.3,0,0,6.2,307]
[437,12.1,0,0,5.4,305]
[438,11.9,0,0,5,306]
[439,11.8,0,0,5.9,307]
[440,11.8,0,0,5.6,306]
[441,12.9,87,258,6.4,306]
[442,14.5,226,443,7.2,295]
[443,16,331,483,7.8,295]
[444,17.2,392,440,11.2,298]
[445,18.2,451,567,12.9,297]
[446,18.899999999999999,444,639,11.2,295]
[447,19.2,353,514,11.8,301]
[448,18.899999999999999,230,397,10.6,303]
[449,18.2,99,235,9.6,307]
[450,17.100000000000001,1,0,10.6,310]
[451,16.600000000000001,0,0,9.1999999999999993,313]
[452,16,0,0,10.1,315]
[453,15.4,0,0,8.4,310]
[454,14.8,0,0,7.2,312]
[455,14.2,0,0,7.8,313]
[456,13.6,0,0,7.2,308]
[457,13,0,0,6.6,308]
[458,12.3,0,0,6.5,309]
[459,11.7,0,0,6.8,307]
[460,11.3,0,0,6.2,306]
[461,11,0,0,3.5,304]
[462,10.7,0,0,3.8,305]
[463,10.4,0,0,2.9,310]
[464,10.4,0,0,3.8,307]
[465,11.3,79,184,5.6,308]
[466,12.6,205,319,5.2,306]
[467,13.9,318,391,6.2,308]
[468,15,397,425,6.2,311]
[469,15.9,426,428,7,310]
[470,16.399999999999999,405,423,8.6,312]
[471,16.600000000000001,337,430,9.1999999999999993,311]
[472,16.399999999999999,221,336,11.2,314]
[473,15.6,93,104,12.9,316]
[474,14.6,1,0,10.6,315]
[475,14.2,0,0,7.5,319]
[476,13.8,0,0,6.2,322]
[477,13.4,0,0,5.6,320]
[478,13,0,0,4.5999999999999996,317]
[479,12.7,0,0,2.7,317]
[480,12.3,0,0,2.2000000000000002,320]
[481,12.1,0,0,2.7,317]
[482,11.9,0,0,3.3,320]
[483,11.7,0,0,5,320]
[484,11.6,0,0,6.2,318]
[485,11.5,0,0,5.4,318]
[486,11.4,0,0,5.2,318]
[487,11.4,0,0,5.2,317]
[488,11.5,4,0,5.9,320]
[489,13,114,409,7.1,320]
[490,14.6,246,571,7.8,316]
[491,16.3,370,654,8.1999999999999993,313]
[492,17.8,451,630,11.8,307]
[493,18.600000000000001,418,398,15.3,314]
[494,19.100000000000001,393,377,17.7,314]
[495,18.899999999999999,262,135,15.3,323]
[496,18.399999999999999,172,83,13.9,324]
[497,17.600000000000001,85,107,14.3,322]
[498,16.5,1,0,12.9,339]
[499,16.3,0,0,10.6,344]
[500,16,0,0,9.6,343]
[501,15.7,0,0,10.1,338]
[502,15.5,0,0,8.1999999999999993,339]
[503,15.2,0,0,8.9,338]
[504,14.9,0,0,8.1999999999999993,338]
[505,14.6,0,0,11.8,338]
[506,14.3,0,0,8.6,337]
[507,14,0,0,11.2,332]
[508,13.9,0,0,8.4,334]
[509,13.8,0,0,8.4,331]
[510,13.7,0,0,7.8,331]
[511,13.6,0,0,5.4,328]
[512,13.6,1,0,5,328]
[513,14.4,58,25,3.8,327]
[514,15.4,145,48,3.8,327]
[515,16.3,214,54,3.5,326]
[516,17.100000000000001,260,53,2.6,325]
[517,17.8,298,72,2.4,323]
[518,18.3,278,64,2.4,323]
[519,18.5,235,64,2.2999999999999998,330]
[520,18.3,138,15,3.8,334]
[521,17.7,55,0,3.8,343]
[522,17.100000000000001,1,0,5.4,352]
[523,16.5,0,0,6.8,353]
[524,15.8,0,0,5.6,346]
[525,15.2,0,0,6.2,342]
[526,14.5,0,0,4.8,337]
[527,13.9,0,0,5,330]
[528,13.2,0,0,4.8,328]
[529,12.3,0,0,4.0999999999999996,325]
[530,11.3,0,0,2.6,323]
[531,10.4,0,0,2,319]
[532,9.9,0,0,2.7,318]
[533,9.4,0,0,1.6,315]
[534,9,0,0,1.8,309]
[535,8.6999999999999993,0,0,1.4,305]
[536,8.6999999999999993,1,0,1.1000000000000001,299]
[537,10.1,119,573,1.7,301]
[538,11.9,293,808,1.9,294]
[539,13.7,442,913,2.9,291]
[540,15.2,539,955,2.2000000000000002,286]
[541,16.399999999999999,576,967,2.9,287]
[542,17.100000000000001,548,955,3.5,289]
[543,17.399999999999999,462,920,3.5,289]
[544,17.100000000000001,325,832,2.7,290]
[545,16.2,155,376,2.6,286]
[546,14.9,5,0,1.5,311]
[547,13.8,0,0,0.7,308]
[548,12.8,0,0,0.5,302]
[549,11.7,0,0,0.4,296]
[550,10.6,0,0,0.2,292]
[551,9.5,0,0,0.2,289]
[552,8.4,0,0,0.2,288]
[553,7.5,0,0,0.2,290]
[554,6.4,0,0,0.1,284]
[555,5.3,0,0,0.1,279]
[556,4.7,0,0,0.1,277]
[557,4,0,0,0.1,275]
[558,3.5,0,0,0.2,270]
[559,3.1,0,0,0.2,268]
[560,2.9,1,0,0.4,267]
[561,3.8,117,542,0.5,266]
[562,5.0999999999999996,290,797,0.6,260]
[563,6.4,438,905,0.5,258]
[564,7.5,538,951,0.4,258]
[565,8.3000000000000007,576,962,0.6,260]
[566,8.6999999999999993,555,960,0.8,262]
[567,8.8000000000000007,476,933,1.1000000000000001,265]
[568,8.5,339,848,1.6,267]
[569,7.7,166,390,1.7,272]
[570,6.5,7,0,1.3,297]
[571,6,0,0,1.1000000000000001,294]
[572,5.5,0,0,1.1000000000000001,295]
[573,5,0,0,1.2,295]
[574,4.5,0,0,0.9,296]
[575,4,0,0,1.3,294]
[576,3.5,0,0,0.9,293]
[577,3.8,0,0,1.7,295]
[578,4.0999999999999996,0,0,1.1000000000000001,291]
[579,4.4000000000000004,0,0,1.1000000000000001,293]
[580,4.5999999999999996,0,0,0.7,292]
[581,4.7,0,0,1,287]
[582,4.8,0,0,1.2,286]
[583,4.9000000000000004,0,0,1.6,285]
[584,5,2,0,1.6,283]
[585,6.1,68,73,1.2,286]
[586,7.9,195,173,1.5,283]
[587,9.6,302,308,0.9,284]
[588,10.9,341,149,1.2,289]
[589,12.1,384,177,0.7,292]
[590,12.8,368,177,1,293]
[591,13.1,299,163,0.9,292]
[592,12.7,186,110,0.8,301]
[593,12,108,142,1.3,306]
[594,11,2,0,1.2,328]
[595,11.2,0,0,1.5,334]
[596,11.5,0,0,1.1000000000000001,336]
[597,11.8,0,0,1.2,336]
[598,12.1,0,0,1.2,338]
[599,12.4,0,0,1.1000000000000001,341]
[600,12.7,0,0,1.2,346]
[601,12.6,0,0,0.9,335]
[602,12.5,0,0,0.9,342]
[603,12.2,0,0,1.7,348]
[604,12.2,0,0,1.9,346]
[605,12.3,0,0,1.1000000000000001,347]
[606,12.3,0,0,0.9,357]
[607,12.3,0,0,1.2,355]
[608,12.3,1,0,1.2,351]
[609,12.4,16,0,1.2,345]
[610,12.7,39,0,1.5,343]
[611,13,60,0,2,344]
[612,13.2,73,0,1.9,345]
[613,13.4,80,0,3,346]
[614,13.5,78,0,2.4,347]
[615,13.6,66,0,3,347]
[616,13.5,46,0,2.9,347]
[617,13.4,18,0,2.7,348]
[618,12.8,2,0,4.0999999999999996,351]
[619,12.3,0,0,5,346]
[620,11.3,0,0,4.5999999999999996,342]
[621,12.5,0,0,4.5999999999999996,344]
[622,12.1,0,0,3.8,341]
[623,12.1,0,0,2.7,336]
[624,11.8,0,0,3.5,337]
[625,11.5,0,0,3.8,334]
[626,11,0,0,4.8,331]
[627,10.4,0,0,4.8,328]
[628,10.1,0,0,6.2,328]
[629,9.8000000000000007,0,0,6.8,329]
[630,9.6,0,0,7.2,324]
[631,9.4,0,0,7.5,320]
[632,9.4,1,0,8.1999999999999993,319]
[633,10.3,76,75,7.5,323]
[634,11.5,189,148,8.6,317]
[635,12.8,311,322,8.4,308]
[636,14,385,339,8.1999999999999993,307]
[637,14.7,378,159,9.1999999999999993,309]
[638,15.2,373,176,10.6,306]
[639,15.4,313,168,10.6,307]
[640,15.2,208,124,9.1999999999999993,307]
[641,14.6,99,115,8.6,308]
[642,13.7,2,0,12.4,324]
[643,13,0,0,13.5,319]
[644,12.2,0,0,10.6,316]
[645,11.5,0,0,10.1,313]
[646,10.8,0,0,9.1999999999999993,307]
[647,10,0,0,11.8,303]
[648,9.3000000000000007,0,0,9.6,299]
[649,8.6,0,0,8.9,296]
[650,7.9,0,0,7.4,294]
[651,7.2,0,0,9.6,288]
[652,6.8,0,0,9.1999999999999993,292]
[653,6.5,0,0,8.4,292]
[654,6.2,0,0,11.2,291]
[655,5.9,0,0,8.9,288]
[656,5.9,2,0,8.9,285]
[657,7.4,116,467,9.6,284]
[658,9.1999999999999993,281,711,9.6,276]
[659,11.1,432,832,8.1999999999999993,275]
[660,12.8,535,919,7.5,270]
[661,14.1,576,934,8.9,269]
[662,14.9,551,923,8.1999999999999993,272]
[663,15.2,467,892,10.1,275]
[664,15,334,813,9.6,276]
[665,14,165,365,8.1999999999999993,278]
[666,12.6,10,0,7,305]
[667,12.1,0,0,7,307]
[668,11.6,0,0,7.5,302]
[669,11,0,0,6.8,297]
[670,10.5,0,0,4.3,293]
[671,10,0,0,4.5999999999999996,295]
[672,9.4,0,0,3.5,297]
[673,9.1,0,0,3.8,300]
[674,8.6999999999999993,0,0,4.8,294]
[675,8.4,0,0,5.9,287]
[676,8.1999999999999993,0,0,6.6,284]
[677,8.1,0,0,4.3,284]
[678,7.9,0,0,3.5,280]
[679,7.8,0,0,3,282]
[680,7.9,1,0,4.3,281]
[681,9,82,94,5,278]
[682,10.4,196,151,5.2,279]
[683,12,334,375,5.6,279]
[684,13.5,433,465,5.6,282]
[685,14.6,440,404,4.8,290]
[686,15.2,415,357,5.9,291]
[687,15.5,344,341,6.4,296]
[688,15.3,237,269,5.6,298]
[689,14.5,119,177,5.4,298]
[690,13.5,5,0,6.6,318]
[691,12.9,0,0,5.6,324]
[692,12.3,0,0,4.8,322]
[693,11.8,0,0,3.8,319]
[694,11.2,0,0,3,314]
[695,10.6,0,0,4.3,306]
[696,10.1,0,0,5.6,304]
[697,9.5,0,0,6.6,298]
[698,8.9,0,0,6.5,299]
[699,8.1999999999999993,0,0,6.5,299]
[700,7.9,0,0,6.8,296]
[701,7.6,0,0,4.3,290]
[702,7.3,0,0,2.6,295]
[703,7.1,0,0,2.9,295]
[704,7.1,2,0,2.4,298]
[705,8.6999999999999993,120,470,3.3,300]
[706,10.6,281,678,3.3,292]
[707,12.4,422,788,3.3,285]
[708,14.1,517,830,2.6,285]
[709,15.3,547,797,2.4,289]
[710,16.100000000000001,541,867,4.0999999999999996,287]
[711,16.399999999999999,465,855,4.0999999999999996,285]
[712,16.2,329,752,3.3,287]
[713,15.3,167,358,3.3,291]
[714,14,9,0,3.8,315]
[715,13.4,0,0,3.8,320]
[716,12.8,0,0,5.2,319]
[717,12.2,0,0,3,313]
[718,11.7,0,0,3.3,314]
[719,11.1,0,0,3.8,312]
[720,10.5,0,0,2.7,306]
[721,10.1,0,0,4.3,303]
[722,9.6999999999999993,0,0,3.8,305]
[723,9.1999999999999993,0,0,5.6,300]
[724,9,0,0,4.0999999999999996,296]
[725,8.8000000000000007,0,0,2.7,293]
[726,8.6999999999999993,0,0,2.2999999999999998,296]
[727,8.5,0,0,2,298]
[728,8.5,2,0,2.2000000000000002,298]
[729,10.1,113,387,3,302]
[730,12,265,565,3.5,296]
[731,13.9,413,719,4.0999999999999996,292]
[732,15.6,509,768,4.3,287]
[733,17.100000000000001,575,866,3,286]
[734,17.899999999999999,534,805,2.1,289]
[735,18.399999999999999,473,842,2.7,288]
[736,18.2,324,708,2.6,293]
[737,17.3,170,360,3.3,293]
[738,15.9,12,0,4.3,312]
[739,15.3,0,0,4.3,315]
[740,14.8,0,0,4.8,309]
[741,14.3,0,0,4.0999999999999996,305]
[742,13.7,0,0,1.9,305]
[743,13.2,0,0,1.9,305]
[744,12.6,0,0,1.4,306]
[745,12.1,0,0,1.8,300]
[746,11.6,0,0,0.4,299]
[747,11,0,0,2.9,299]
[748,10.7,0,0,2.5,300]
[749,10.4,0,0,0.9,299]
[750,10.199999999999999,0,0,2.4,299]
[751,10,0,0,2.2000000000000002,299]
[752,9.9,2,0,1.8,305]
[753,11.4,116,398,2.9,306]
[754,13.2,276,607,1.7,303]
[755,14.9,414,715,2,303]
[756,16.399999999999999,497,701,3.5,295]
[757,17.399999999999999,511,640,3.7,299]
[758,18,481,589,4.0999999999999996,301]
[759,18.2,426,631,6.2,307]
[760,18,292,488,6.2,311]
[761,17.100000000000001,140,208,6.4,319]
[762,15.8,6,0,7.2,339]
[763,15.1,0,0,7.5,339]
[764,14.3,0,0,5.9,336]
[765,13.6,0,0,5.3,331]
[766,12.9,0,0,5,324]
[767,12.1,0,0,4.3,318]
[768,11.4,0,0,3.7,313]
[769,10.9,0,0,2.2000000000000002,311]
[770,10.3,0,0,0.9,305]
[771,9.8000000000000007,0,0,1.1000000000000001,303]
[772,9.5,0,0,3.5,304]
[773,9.3000000000000007,0,0,2,301]
[774,9.1,0,0,2.2000000000000002,298]
[775,8.9,0,0,2.4,297]
[776,8.9,2,0,3.7,294]
[777,10.4,130,504,5.5,291]
[778,12.1,298,725,5.5,291]
[779,13.8,437,806,6.7,290]
[780,15.2,522,788,7.5,290]
[781,16.100000000000001,537,706,8.4,292]
[782,16.7,511,690,9,294]
[783,17,445,709,8.4,297]
[784,16.8,324,623,10.5,298]
[785,16,146,224,9,301]
[786,14.8,7,0,6.7,322]
[787,14.1,0,0,6.7,326]
[788,13.5,0,0,6.7,322]
[789,12.8,0,0,4.3,320]
[790,12.1,0,0,2.9,313]
[791,11.5,0,0,2.2000000000000002,310]
[792,10.8,0,0,0.5,307]
[793,10.199999999999999,0,0,0.7,306]
[794,9.6,0,0,0.5,303]
[795,9,0,0,0.4,301]
[796,8.6999999999999993,0,0,0.3,296]
[797,8.3000000000000007,0,0,0,294]
[798,8.1,0,0,0.1,292]
[799,7.9,0,0,0.1,290]
[800,8,6,0,0.2,289]
[801,9.3000000000000007,124,432,0.5,288]
[802,10.8,287,531,1.1000000000000001,288]
[803,11.9,347,336,1.1000000000000001,291]
[804,13,444,460,1.3,292]
[805,13.8,463,402,1.5,291]
[806,14.4,494,587,2.2000000000000002,287]
[807,14.7,430,552,2.2000000000000002,285]
[808,14.3,234,175,3.1,297]
[809,13.6,126,177,3.8,298]
[810,12.7,7,0,2.7,313]
[811,12,0,0,2.5,314]
[812,11.3,0,0,0.7,312]
[813,10.6,0,0,0.9,311]
[814,9.9,0,0,0.6,314]
[815,9.3000000000000007,0,0,0.1,316]
[816,8.6,0,0,0.6,316]
[817,8,0,0,1.5,313]
[818,7.3,0,0,2,313]
[819,6.7,0,0,1.8,309]
[820,6.3,0,0,2,306]
[821,5.9,0,0,3.1,307]
[822,5.7,0,0,2.4,305]
[823,5.4,0,0,2.4,304]
[824,5.3,1,0,3.1,304]
[825,5.7,52,0,2.9,293]
[826,6.2,116,0,2,292]
[827,6.7,194,14,2,288]
[828,7.1,236,19,4.7,288]
[829,7.4,245,18,3.7,290]
[830,7.6,238,17,4.0999999999999996,292]
[831,7.6,189,8,3.7,305]
[832,7.4,133,1,2.7,306]
[833,7.1,62,0,3.2,299]
[834,6.6,3,0,3.7,309]
[835,6.5,0,0,2.2000000000000002,307]
[836,6.2,0,0,0.7,310]
[837,5.7,0,0,1.3,311]
[838,6,0,0,2.4,311]
[839,5.9,0,0,2,309]
[840,5.7,0,0,1.5,308]
[841,5.9,0,0,1.3,308]
[842,6.1,0,0,1.5,309]
[843,6.4,0,0,3.5,310]
[844,6.5,0,0,4.7,310]
[845,6.7,0,0,4.3,310]
[846,6.9,0,0,4.5,311]
[847,7,0,0,5,311]
[848,7.2,6,0,4.3,297]
[849,8.3000000000000007,101,173,3.2,289]
[850,10.4,335,701,3.1,278]
[851,12.3,495,783,3.1,280]
[852,13.4,475,454,3.5,289]
[853,13.8,355,146,3.8,299]
[854,13,114,0,4.5,316]
[855,12.2,62,0,5.7,319]
[856,11.6,74,0,4.7,314]
[857,11.1,51,0,3.8,309]
[858,10.5,3,0,4.0999999999999996,323]
[859,10.4,0,0,4.3,323]
[860,10.3,0,0,4.5,322]
[861,10.1,0,0,4.5,322]
[862,10,0,0,4.3,316]
[863,9.9,0,0,4.5,314]
[864,9.6999999999999993,0,0,3.7,312]
[865,9.1999999999999993,0,0,4.3,311]
[866,8.5,0,0,4.7,310]
[867,7.9,0,0,5.3,307]
[868,7.6,0,0,5.3,309]
[869,7.2,0,0,4.5,309]
[870,7,0,0,3.2,309]
[871,6.7,0,0,2.5,307]
[872,6.7,1,0,2.5,308]
[873,7,37,0,1.7,304]
[874,7.6,101,0,1.1000000000000001,301]
[875,8.1,158,1,1.3,305]
[876,8.1999999999999993,109,0,2,311]
[877,9.1,333,108,2.2000000000000002,298]
[878,9.6999999999999993,349,104,1.8,297]
[879,10.199999999999999,344,176,3.2,297]
[880,10.4,281,322,4.0999999999999996,298]
[881,10.4,201,419,4.0999999999999996,294]
[882,9.8000000000000007,31,0,3.8,304]
[883,9.4,0,0,2.2000000000000002,302]
[884,9.1,0,0,4.0999999999999996,301]
[885,8.8000000000000007,0,0,3.8,297]
[886,8.4,0,0,2.9,298]
[887,8.1,0,0,1.8,297]
[888,7.7,0,0,2.4,298]
[889,7.6,0,0,1.1000000000000001,300]
[890,7.5,0,0,0.7,300]
[891,7.5,0,0,2.4,300]
[892,7.5,0,0,2.2000000000000002,302]
[893,7.5,0,0,0.6,306]
[894,7.6,0,0,1.3,310]
[895,7.6,0,0,1.1000000000000001,311]
[896,7.7,1,0,2,312]
[897,8.1,29,0,2.9,308]
[898,9.1999999999999993,136,12,3.5,297]
[899,10.3,222,49,2.5,296]
[900,12.2,478,433,2.9,283]
[901,12.7,270,87,3.1,298]
[902,14.2,587,713,5,275]
[903,15.2,555,738,4.7,271]
[904,14.5,129,0,5,303]
[905,14,130,134,3.7,293]
[906,13.2,17,0,3.8,299]
[907,12.6,0,0,2.7,299]
[908,11.9,0,0,1.3,295]
[909,11.2,0,0,1.5,296]
[910,10.5,0,0,0.3,293]
[911,9.8000000000000007,0,0,0.3,293]
[912,9.1,0,0,0.2,291]
[913,8.1,0,0,0.3,294]
[914,7,0,0,0.3,289]
[915,5.9,0,0,1.8,284]
[916,5.3,0,0,2,280]
[917,4.7,0,0,1.3,280]
[918,4.2,0,0,2.5,278]
[919,3.8,0,0,1.1000000000000001,275]
[920,3.8,3,0,1.8,280]
[921,5.0999999999999996,140,284,1.7,262]
[922,6.7,316,716,0.9,259]
[923,8.1,451,766,1.3,264]
[924,9.3000000000000007,549,803,1.3,260]
[925,10.199999999999999,594,835,1.3,260]
[926,10.8,573,830,1.5,259]
[927,11,492,789,2,259]
[928,10.8,342,592,2.5,263]
[929,10,180,301,3.2,269]
[930,8.8000000000000007,15,0,2.7,287]
[931,8.1,0,0,4.0999999999999996,290]
[932,7.3,0,0,3.2,290]
[933,6.5,0,0,2.7,289]
[934,5.8,0,0,2.9,285]
[935,5,0,0,3.1,285]
[936,4.3,0,0,2.7,281]
[937,3.9,0,0,2,279]
[938,3.4,0,0,1.5,280]
[939,3,0,0,3.2,278]
[940,2.8,0,0,3.2,283]
[941,2.5,0,0,1.7,283]
[942,2.4,0,0,1.3,278]
[943,2.2000000000000002,0,0,1.5,276]
[944,2.2999999999999998,4,0,2,279]
[945,3.7,128,225,4.3,264]
[946,5.3,282,506,5.3,258]
[947,6.8,392,447,6.2,257]
[948,8,476,488,7.5,256]
[949,9.1,549,655,8.8000000000000007,255]
[950,9.8000000000000007,528,645,7.5,257]
[951,10.3,496,787,7.5,256]
[952,10.199999999999999,364,728,7.8,260]
[953,9.5,187,316,8,266]
[954,8.3000000000000007,18,0,5,283]
[955,7.8,0,0,4.3,290]
[956,7.3,0,0,3.1,292]
[957,6.8,0,0,1.5,289]
[958,6.3,0,0,0.8,288]
[959,5.7,0,0,0.5,285]
[960,5.2,0,0,0.6,285]
[961,4.8,0,0,0.8,283]
[962,4.5,0,0,0.6,285]
[963,4.0999999999999996,0,0,0.8,286]
[964,3.9,0,0,1.1000000000000001,286]
[965,3.7,0,0,0.9,287]
[966,3.5,0,0,0.9,288]
[967,3.4,0,0,1.1000000000000001,291]
[968,3.5,5,0,1.1000000000000001,292]
[969,5.4,155,337,1.1000000000000001,276]
[970,7.4,334,772,2.2000000000000002,268]
[971,9.4,483,864,2.9,267]
[972,11,583,897,3.1,262]
[973,12.2,619,860,2.4,269]
[974,13,579,818,2.4,268]
[975,13.3,499,794,3.2,266]
[976,13.1,366,716,4.8,270]
[977,12.2,199,371,3.1,277]
[978,10.9,21,0,3.5,295]
[979,10.3,0,0,3.5,299]
[980,9.8000000000000007,0,0,2.4,296]
[981,9.1999999999999993,0,0,2.2000000000000002,292]
[982,8.6999999999999993,0,0,2.2000000000000002,288]
[983,8.1,0,0,4.0999999999999996,291]
[984,7.6,0,0,3.7,293]
[985,7.1,0,0,2,291]
[986,6.5,0,0,2.4,292]
[987,6,0,0,1.5,294]
[988,5.7,0,0,2.5,293]
[989,5.5,0,0,1.1000000000000001,291]
[990,5.3,0,0,1.8,293]
[991,5.0999999999999996,0,0,2,291]
[992,5.2,5,0,1.8,291]
[993,6.7,140,264,2.9,274]
[994,8.5,308,601,3.7,268]
[995,10.1,441,650,5.3,264]
[996,11.7,578,795,6.2,260]
[997,12.7,560,608,7.2,262]
[998,13.1,479,407,7.5,266]
[999,13.2,398,364,8.1,269]
[1000,12.8,279,185,8.8000000000000007,275]
[1001,12,160,211,7.5,277]
[1002,10.9,18,0,8.1,292]
[1003,10.4,0,0,8.4,296]
[1004,9.8000000000000007,0,0,7.8,297]
[1005,9.3000000000000007,0,0,8.4,295]
[1006,8.8000000000000007,0,0,7.5,297]
[1007,8.3000000000000007,0,0,6.7,296]
[1008,7.7,0,0,6.9,297]
[1009,7.3,0,0,8.1,296]
[1010,6.9,0,0,6.9,293]
[1011,6.4,0,0,5,294]
[1012,6.2,0,0,3.8,295]
[1013,5.9,0,0,4.5,295]
[1014,5.7,0,0,4.0999999999999996,296]
[1015,5.6,0,0,4.8,296]
[1016,5.6,5,0,5.3,298]
[1017,6.4,76,12,6.4,291]
[1018,7.3,177,46,6.9,288]
[1019,8.3000000000000007,266,66,6.4,289]
[1020,8.8000000000000007,274,29,5.9,293]
[1021,9.3000000000000007,285,28,5.5,299]
[1022,9.5,288,30,6.2,296]
[1023,9.6999999999999993,270,36,6.4,292]
[1024,9.6,194,28,6.4,293]
[1025,9.1,94,4,6.9,296]
[1026,8.5,5,0,5.7,308]
[1027,8.3000000000000007,0,0,5.5,303]
[1028,8.1999999999999993,0,0,4.3,306]
[1029,8,0,0,3.2,304]
[1030,7.8,0,0,6.2,304]
[1031,7.7,0,0,5,300]
[1032,7.5,0,0,5,303]
[1033,7.6,0,0,3.5,299]
[1034,7.7,0,0,3.8,299]
[1035,7.8,0,0,4.7,298]
[1036,7.9,0,0,5,296]
[1037,8,0,0,4.0999999999999996,296]
[1038,8,0,0,4.7,299]
[1039,8.1,0,0,5.3,297]
[1040,8.6,17,0,7.2,293]
[1041,10.4,135,255,7.2,293]
[1042,12,247,187,6.9,288]
[1043,13.7,369,298,7.8,285]
[1044,14.5,323,94,7.8,288]
[1045,15.4,409,185,9.6999999999999993,290]
[1046,15.7,296,72,10.1,297]
[1047,16.3,406,322,9.8000000000000007,289]
[1048,16.399999999999999,309,363,9.8000000000000007,289]
[1049,16.100000000000001,212,385,10.5,288]
[1050,15,5,0,9.1999999999999993,318]
[1051,14.2,0,0,7.8,325]
[1052,13.3,0,0,6.7,324]
[1053,12.4,0,0,4.8,324]
[1054,11.5,0,0,3.2,325]
[1055,10.7,0,0,2,323]
[1056,9.8000000000000007,0,0,2.4,321]
[1057,8.6999999999999993,0,0,2,320]
[1058,7.4,0,0,1.8,315]
[1059,6.2,0,0,1.8,308]
[1060,5.5,0,0,2.9,305]
[1061,4.8,0,0,2.7,303]
[1062,4.3,0,0,3.7,299]
[1063,3.7,0,0,3.8,300]
[1064,3.8,2,0,4.0999999999999996,303]
[1065,4.0999999999999996,68,0,4.3,289]
[1066,4.5999999999999996,184,52,4.5,285]
[1067,5.0999999999999996,245,29,3.5,279]
[1068,5.3,270,25,3.5,282]
[1069,5.4,247,12,3.5,284]
[1070,5.5,255,17,2.9,283]
[1071,5.5,261,28,3.5,279]
[1072,5.3,171,16,4.5,283]
[1073,5,132,87,4.8,280]
[1074,4.5999999999999996,21,0,6.7,291]
[1075,4.0999999999999996,0,0,5,286]
[1076,3.6,0,0,6.4,285]
[1077,3.1,0,0,7.8,288]
[1078,2.7,0,0,8.4,290]
[1079,2.2000000000000002,0,0,9,288]
[1080,1.7,0,0,8.8000000000000007,286]
[1081,1.8,0,0,11.5,287]
[1082,1.9,0,0,11.8,288]
[1083,2,0,0,10.5,289]
[1084,2,0,0,11,289]
[1085,2.1,0,0,9.1999999999999993,290]
[1086,2.1,0,0,8.8000000000000007,291]
[1087,2.2000000000000002,0,0,9.5,292]
[1088,2.2999999999999998,2,0,10.1,287]
[1089,3.5,88,31,12.6,272]
[1090,4.5999999999999996,167,21,13.2,273]
[1091,5.8,264,53,17.8,271]
[1092,7,334,94,13.9,274]
[1093,7.9,363,88,12.6,278]
[1094,8.4,344,81,11.5,279]
[1095,8.6999999999999993,286,55,13,282]
[1096,8.5,190,21,15.9,290]
[1097,8,115,25,15,291]
[1098,7.2,21,0,12.2,295]
[1099,7.1,0,0,12.2,296]
[1100,6.9,0,0,13.9,294]
[1101,6.8,0,0,13.9,294]
[1102,6.7,0,0,11.5,291]
[1103,6.5,0,0,10.1,289]
[1104,6.4,0,0,10.1,295]
[1105,6.2,0,0,8.4,288]
[1106,5.9,0,0,8.1,285]
[1107,5.7,0,0,9.5,287]
[1108,5.6,0,0,8.8000000000000007,284]
[1109,5.5,0,0,5.5,281]
[1110,5.4,0,0,4.8,287]
[1111,5.3,0,0,5.3,290]
[1112,5.5,10,0,5.7,289]
[1113,7.6,172,346,5.7,274]
[1114,9.5,308,488,5.9,275]
[1115,11.1,420,447,6.2,276]
[1116,12.6,501,473,5.9,281]
[1117,13.8,579,621,4.7,277]
[1118,14.5,527,496,7.8,279]
[1119,15.1,528,744,8,278]
[1120,15.1,388,700,9,282]
[1121,14.4,226,431,9.5,284]
[1122,13.1,36,0,9.8000000000000007,300]
[1123,12.6,0,0,9.5,305]
[1124,12.2,0,0,8.1,304]
[1125,11.7,0,0,7.2,306]
[1126,11.3,0,0,6.7,311]
[1127,10.8,0,0,7.8,312]
[1128,10.4,0,0,7.2,314]
[1129,10,0,0,7.2,310]
[1130,9.6,0,0,6.9,311]
[1131,9.1999999999999993,0,0,8.1,314]
[1132,9,0,0,9.6999999999999993,317]
[1133,8.8000000000000007,0,0,6.4,321]
[1134,8.6999999999999993,0,0,6.2,326]
[1135,8.5,0,0,5.9,323]
[1136,8.6,3,0,5.7,321]
[1137,10.1,119,133,6.2,301]
[1138,11.6,232,115,5.3,298]
[1139,12.6,285,68,7.2,301]
[1140,13.5,334,86,9.1999999999999993,302]
[1141,14.5,425,187,10.5,298]
[1142,15.4,489,345,11.5,295]
[1143,16.2,492,566,10.5,292]
[1144,16.7,472,826,11.2,282]
[1145,16.5,263,755,10.5,287]
[1146,15.5,63,296,9.1999999999999993,298]
[1147,14.5,0,0,9.6999999999999993,301]
[1148,13.5,0,0,11,298]
[1149,12.6,0,0,12,302]
[1150,11.7,0,0,10.5,300]
[1151,10.8,0,0,10.5,301]
[1152,9.9,0,0,9,299]
[1153,8.9,0,0,8.4,300]
[1154,7.8,0,0,6.9,300]
[1155,6.7,0,0,7.2,294]
[1156,6.2,0,0,7.2,297]
[1157,5.6,0,0,5.7,298]
[1158,5.2,0,0,6.9,295]
[1159,4.8,0,0,7.2,298]
[1160,4.9000000000000004,12,0,6.7,297]
[1161,6.8,190,395,6.4,279]
[1162,8.8000000000000007,374,810,6.4,278]
[1163,10.6,530,897,8.4,275]
[1164,12.1,635,931,7.8,277]
[1165,13.2,678,942,8,275]
[1166,13.9,658,942,8.8000000000000007,275]
[1167,14.2,574,924,8.4,278]
[1168,14,431,859,8.4,282]
[1169,13.2,252,708,8.1,286]
[1170,11.8,72,383,7.5,294]
[1171,10.5,0,0,7.2,298]
[1172,9.9,0,0,6.2,297]
[1173,9.3000000000000007,0,0,5.5,299]
[1174,8.6999999999999993,0,0,2.9,296]
[1175,8.1,0,0,2.4,296]
[1176,7.5,0,0,2.2000000000000002,292]
[1177,7.2,0,0,2.7,293]
[1178,7,0,0,2.2000000000000002,290]
[1179,6.8,0,0,2.9,291]
[1180,6.6,0,0,4.0999999999999996,290]
[1181,6.5,0,0,2.5,294]
[1182,6.4,0,0,4.5,299]
[1183,6.4,0,0,4.3,300]
[1184,6.7,12,0,5,302]
[1185,8.9,180,342,3.8,285]
[1186,11.1,355,688,4.0999999999999996,283]
[1187,13,478,670,5.7,287]
[1188,14.6,567,673,5.7,286]
[1189,15.9,611,695,5.3,288]
[1190,16.7,574,643,5.7,290]
[1191,17.100000000000001,516,681,4.8,289]
[1192,17,403,709,4.0999999999999996,288]
[1193,16.2,234,580,4.3,295]
[1194,14.9,63,245,2.7,305]
[1195,13.5,0,0,2.7,313]
[1196,13.2,0,0,3.1,315]
[1197,12.9,0,0,3.7,314]
[1198,12.6,0,0,1.5,315]
[1199,12.3,0,0,1.7,320]
[1200,12,0,0,0.6,322]
[1201,11.8,0,0,1.5,323]
[1202,11.5,0,0,1.1000000000000001,322]
[1203,11.2,0,0,1.5,322]
[1204,11,0,0,1.3,320]
[1205,10.9,0,0,1.1000000000000001,327]
[1206,10.8,0,0,1.7,331]
[1207,10.7,0,0,2.5,328]
[1208,10.9,14,0,1.7,332]
[1209,11.9,85,2,1.1000000000000001,330]
[1210,12.3,94,0,1.1000000000000001,331]
[1211,12.1,45,0,2,337]
[1212,13.1,249,18,2.9,326]
[1213,13.9,298,31,2.9,327]
[1214,14.9,423,191,3.2,318]
[1215,15.7,410,265,3.1,317]
[1216,15.8,241,87,3.5,328]
[1217,15.6,167,145,2.9,327]
[1218,15,57,163,3.8,332]
[1219,14.3,0,0,4.7,332]
[1220,14.2,0,0,5.5,330]
[1221,14,0,0,5,332]
[1222,13.9,0,0,3.8,332]
[1223,13.7,0,0,3.2,333]
[1224,13.5,0,0,3.5,330]
[1225,13.4,0,0,3.5,332]
[1226,13.4,0,0,4.0999999999999996,332]
[1227,13.3,0,0,4.3,335]
[1228,13.2,0,0,4.5,338]
[1229,13.2,0,0,5.5,340]
[1230,13.2,0,0,5.5,343]
[1231,13.1,0,0,5,345]
[1232,13.4,11,0,5,342]
[1233,14.5,109,57,4.5,334]
[1234,15.8,239,111,4.5,332]
[1235,16.8,319,115,6.2,334]
[1236,17.2,263,22,5.3,341]
[1237,17.3,186,3,6.9,346]
[1238,17.399999999999999,240,13,6.4,341]
[1239,16.899999999999999,85,0,5.9,351]
[1240,16.399999999999999,48,0,5.7,366]
[1241,16,54,0,4.7,350]
[1242,15.5,14,0,4.5,362]
[1243,14.9,0,0,3.5,362]
[1244,14.4,0,0,4.5,359]
[1245,15,0,0,4.0999999999999996,359]
[1246,15,0,0,3.7,361]
[1247,15,0,0,3.2,364]
[1248,15,0,0,3.2,364]
[1249,14.9,0,0,3.5,360]
[1250,14.8,0,0,2.9,359]
[1251,14.7,0,0,1.3,359]
[1252,14.7,0,0,1.5,359]
[1253,14.4,0,0,0.4,363]
[1254,14.5,0,0,0.7,360]
[1255,14.7,0,0,0.8,363]
[1256,14.8,3,0,0.8,364]
[1257,15.2,35,0,1.1000000000000001,362]
[1258,15.7,82,0,1.3,359]
[1259,16.100000000000001,109,0,3.2,361]
[1260,16.399999999999999,125,0,3.1,363]
[1261,16.8,144,0,1.8,364]
[1262,16.899999999999999,132,0,1.5,366]
[1263,16.899999999999999,113,0,1.3,367]
[1264,16.899999999999999,80,0,1.5,368]
[1265,16.7,40,0,3.1,368]
[1266,16.3,15,0,4.3,366]
[1267,16,0,0,5,364]
[1268,15.7,0,0,5.7,365]
[1269,14.8,0,0,3.8,360]
[1270,14.8,0,0,3.8,359]
[1271,14.6,0,0,3.8,358]
[1272,13,0,0,3.5,354]
[1273,14,0,0,4.0999999999999996,354]
[1274,13,0,0,2.5,348]
[1275,12.5,0,0,3.8,345]
[1276,12.2,0,0,5.5,351]
[1277,11.9,0,0,6.2,350]
[1278,11.6,0,0,6.2,347]
[1279,11.3,0,0,5.9,345]
[1280,11.6,13,0,6.2,347]
[1281,12.2,80,0,8.8000000000000007,343]
[1282,12.2,51,0,6.9,348]
[1283,12.8,183,5,5.7,341]
[1284,12.8,79,0,5.9,348]
[1285,13.3,250,13,4.5,339]
[1286,13.8,295,31,4.7,336]
[1287,14.4,354,147,5.3,331]
[1288,14.6,301,187,4.7,329]
[1289,14.5,150,83,4.8,335]
[1290,14.1,90,248,4.8,322]
[1291,13.6,1,0,3.1,322]
[1292,13.1,0,0,2.9,321]
[1293,12.5,0,0,4.0999999999999996,321]
[1294,12,0,0,2.9,319]
[1295,11.4,0,0,1.8,316]
[1296,10.9,0,0,2.5,316]
[1297,10.6,0,0,1.1000000000000001,317]
[1298,10.3,0,0,0.5,314]
[1299,9.9,0,0,1.3,313]
[1300,9.8000000000000007,0,0,0.6,313]
[1301,9.6,0,0,0.4,316]
[1302,9.5,0,0,0.6,317]
[1303,9.4,0,0,1.7,315]
[1304,10,20,0,3.7,319]
[1305,12.1,183,269,2.9,306]
[1306,13.6,278,204,3.2,303]
[1307,14.3,276,44,4.5,313]
[1308,14.7,274,24,4.7,320]
[1309,15.8,440,171,5.5,311]
[1310,16.5,460,243,6.2,309]
[1311,17.8,654,773,7.2,295]
[1312,18,404,551,7.5,309]
[1313,17.5,212,310,6.7,317]
[1314,16.600000000000001,84,269,5.7,317]
[1315,15.5,0,0,4.8,318]
[1316,14.8,0,0,5.9,320]
[1317,14.1,0,0,5.3,321]
[1318,13.4,0,0,4.7,321]
[1319,12.8,0,0,2.7,322]
[1320,12.1,0,0,2.5,322]
[1321,11.4,0,0,2,317]
[1322,10.6,0,0,2.7,317]
[1323,9.8000000000000007,0,0,4.3,319]
[1324,9.4,0,0,5.9,321]
[1325,9,0,0,4.8,325]
[1326,8.6999999999999993,0,0,4.0999999999999996,325]
[1327,8.4,0,0,2.7,326]
[1328,8.6,15,0,2.9,328]
[1329,10.7,197,317,3.2,307]
[1330,12.6,364,582,3.7,304]
[1331,14.7,575,780,4.7,299]
[1332,15.8,549,434,5.3,305]
[1333,16.100000000000001,425,145,5.5,316]
[1334,16.3,452,194,5.9,319]
[1335,16.3,372,166,5.7,321]
[1336,16.3,420,530,5,311]
[1337,15.6,210,248,5,314]
[1338,14.5,48,21,5,328]
[1339,13.3,0,0,3.5,321]
[1340,12.7,0,0,3.2,320]
[1341,12,0,0,3.8,321]
[1342,11.4,0,0,2.4,316]
[1343,10.7,0,0,1.3,315]
[1344,10.1,0,0,0.9,317]
[1345,9.8000000000000007,0,0,1.3,323]
[1346,9.4,0,0,0.4,322]
[1347,9,0,0,1.7,322]
[1348,8.6999999999999993,0,0,2.2000000000000002,321]
[1349,8.5,0,0,1.8,319]
[1350,8.4,0,0,0.8,317]
[1351,8.1999999999999993,0,0,0.8,322]
[1352,8.4,11,0,0.3,325]
[1353,10.199999999999999,159,208,0.2,310]
[1354,11.7,276,152,0.1,312]
[1355,12.8,331,110,0.3,317]
[1356,13.1,257,17,0.6,324]
[1357,13.4,304,20,0.4,323]
[1358,13.6,285,24,0.7,325]
[1359,14.1,402,229,0.9,317]
[1360,13.8,199,29,1.8,327]
[1361,13.5,192,197,1.7,318]
[1362,12.9,100,278,2,316]
[1363,12.1,1,0,3.5,320]
[1364,11.9,0,0,3.1,327]
[1365,11.8,0,0,2,327]
[1366,11.7,0,0,2.9,328]
[1367,11.6,0,0,2,331]
[1368,11.5,0,0,1.5,333]
[1369,11.5,0,0,1.1000000000000001,335]
[1370,11.6,0,0,1.1000000000000001,334]
[1371,11.8,0,0,2.2000000000000002,338]
[1372,11.8,0,0,1.5,341]
[1373,11.8,0,0,2.9,345]
[1374,11.9,0,0,2.2000000000000002,347]
[1375,12,0,0,2.5,351]
[1376,12.4,12,0,1.7,355]
[1377,13.4,78,0,1.1000000000000001,352]
[1378,14.1,115,0,1.1000000000000001,353]
[1379,15,186,3,1.7,347]
[1380,15.2,171,1,2,357]
[1381,15.7,190,3,2,356]
[1382,15.1,181,2,2.5,358]
[1383,16.100000000000001,142,0,2.5,360]
[1384,15.9,158,1,2.2000000000000002,357]
[1385,15.9,93,0,3.5,356]
[1386,15.6,37,0,3.8,355]
[1387,15.1,0,0,3.5,352]
[1388,14.8,0,0,4.0999999999999996,350]
[1389,14.5,0,0,3.8,349]
[1390,14.3,0,0,4.7,347]
[1391,14,0,0,5.5,342]
[1392,13.7,0,0,4.7,339]
[1393,13.3,0,0,5,337]
[1394,12.9,0,0,6.2,333]
[1395,12.5,0,0,6.7,325]
[1396,12.3,0,0,6.9,322]
[1397,12.1,0,0,6.2,315]
[1398,11.9,0,0,5.3,313]
[1399,11.8,0,0,6.7,310]
[1400,13.4,68,17,6.9,311]
[1401,14.6,174,245,6.4,322]
[1402,16.2,334,331,5.5,317]
[1403,15.4,46,0,3.8,342]
[1404,15.3,146,0,2.7,336]
[1405,15.8,274,17,1.8,328]
[1406,16.5,390,112,1.8,316]
[1407,17.899999999999999,671,648,1.5,297]
[1408,17.899999999999999,288,145,0.8,314]
[1409,17.2,96,0,1.7,322]
[1410,16.399999999999999,28,0,1.1000000000000001,327]
[1411,15.7,1,0,1.3,326]
[1412,15,0,0,1.8,324]
[1413,14.2,0,0,2.5,319]
[1414,13.5,0,0,2.4,314]
[1415,12.8,0,0,3.5,307]
[1416,12,0,0,3.2,307]
[1417,11.3,0,0,2.8,314]
[1418,10.5,0,0,2,309]
[1419,9.6999999999999993,0,0,2,307]
[1420,9.3000000000000007,0,0,2,306]
[1421,8.9,0,0,1.1000000000000001,304]
[1422,8.6,0,0,1.1000000000000001,303]
[1423,8.3000000000000007,0,0,0.9,300]
[1424,8.8000000000000007,30,0,1.1000000000000001,301]
[1425,10.3,214,394,2.2999999999999998,287]
[1426,11.7,379,555,1.9,285]
[1427,13,522,644,3.2,281]
[1428,14.1,615,664,3.6,282]
[1429,14.9,648,651,6.1,284]
[1430,15.4,629,658,8.8000000000000007,284]
[1431,15.6,556,672,8.8000000000000007,287]
[1432,15.4,416,584,4.4000000000000004,284]
[1433,14.8,249,457,3,288]
[1434,13.8,87,237,2.8,294]
[1435,12.8,0,0,2.2999999999999998,296]
[1436,12.2,0,0,1.3,300]
[1437,11.5,0,0,0.9,303]
[1438,10.9,0,0,0.7,303]
[1439,10.3,0,0,0.7,310]
[1440,9.6999999999999993,0,0,0.6,308]
[1441,9.3000000000000007,0,0,0.4,307]
[1442,9,0,0,1,304]
[1443,8.6,0,0,1.4,305]
[1444,8.4,0,0,1.9,306]
[1445,8.1999999999999993,0,0,2,308]
[1446,8.1,0,0,2.1,308]
[1447,7.9,0,0,1.9,309]
[1448,8.3000000000000007,22,0,3.6,310]
[1449,9.6999999999999993,168,191,3.9,300]
[1450,11,302,167,2.9,299]
[1451,12.2,421,229,3,292]
[1452,13.2,493,227,3.9,298]
[1453,13.9,522,281,5.5,296]
[1454,14.5,525,333,5.5,294]
[1455,14.8,476,364,6.1,296]
[1456,14.8,370,355,9.6999999999999993,297]
[1457,14.3,223,310,14.6,300]
[1458,13.4,72,74,10.6,306]
[1459,12.6,0,0,6.7,308]
[1460,12,0,0,4.4000000000000004,312]
[1461,11.4,0,0,5.5,311]
[1462,10.7,0,0,3.2,310]
[1463,10.1,0,0,2.6,312]
[1464,9.5,0,0,3.2,310]
[1465,9,0,0,3.9,312]
[1466,8.4,0,0,4.7,311]
[1467,7.8,0,0,5.0999999999999996,308]
[1468,7.5,0,0,4.2,308]
[1469,7.2,0,0,3.6,309]
[1470,6.9,0,0,4.4000000000000004,309]
[1471,6.7,0,0,4.7,308]
[1472,6.8,6,0,6.1,309]
[1473,7.8,138,68,6.1,292]
[1474,9.4,370,409,4.7,284]
[1475,10.1,339,116,3.2,294]
[1476,10.6,378,87,2.6,293]
[1477,11.2,477,189,3.4,287]
[1478,11.2,333,41,2.9,291]
[1479,11.1,265,18,3,292]
[1480,10.7,192,12,3.9,292]
[1481,10.5,210,214,3.6,284]
[1482,10.1,122,344,3.2,274]
[1483,9.4,2,0,3.2,274]
[1484,8.9,0,0,4.2,276]
[1485,8.5,0,0,4.7,279]
[1486,8,0,0,4.7,279]
[1487,7.5,0,0,5.5,279]
[1488,7.1,0,0,4.7,278]
[1489,6.8,0,0,6.7,280]
[1490,6.5,0,0,5.5,278]
[1491,6.1,0,0,3.9,279]
[1492,6,0,0,4.2,281]
[1493,5.8,0,0,5.5,280]
[1494,5.7,0,0,4.7,294]
[1495,5.7,0,0,5.5,298]
[1496,6.1,37,12,6.1,302]
[1497,6.7,92,0,7.7,292]
[1498,7.2,130,0,6.7,295]
[1499,7.9,232,12,7,293]
[1500,8.6,293,19,4.4000000000000004,293]
[1501,9,228,7,3.2,300]
[1502,9,156,0,3.2,305]
[1503,9.6999999999999993,437,259,3.2,289]
[1504,10.1,369,338,3,290]
[1505,10.199999999999999,259,408,2.5,289]
[1506,10,120,320,1.9,291]
[1507,9.4,4,0,1.7,287]
[1508,9,0,0,1,286]
[1509,8.6999999999999993,0,0,1.4,287]
[1510,8.3000000000000007,0,0,2,288]
[1511,7.9,0,0,2.5,288]
[1512,7.6,0,0,2.2999999999999998,290]
[1513,7.2,0,0,1.6,295]
[1514,6.9,0,0,1.6,297]
[1515,6.6,0,0,1.6,299]
[1516,6.4,0,0,2.1,302]
[1517,6.3,0,0,1.4,303]
[1518,6.1,0,0,1.2,305]
[1519,6.1,0,0,2,308]
[1520,6.4,30,0,1.6,309]
[1521,7.4,156,99,1.4,301]
[1522,8.6,308,197,1,297]
[1523,9.3000000000000007,307,57,0.9,306]
[1524,9.6,254,21,0.9,308]
[1525,10.4,452,143,0.7,297]
[1526,10.9,407,99,0.3,297]
[1527,11,294,29,0.7,297]
[1528,11,236,50,0.9,296]
[1529,10.3,24,0,1.1000000000000001,310]
[1530,9.8000000000000007,34,0,0.9,303]
[1531,9.1999999999999993,0,0,0.9,300]
[1532,8.8000000000000007,0,0,1.4,300]
[1533,8.4,0,0,2.2999999999999998,302]
[1534,8.1,0,0,2.1,298]
[1535,7.7,0,0,3.2,297]
[1536,7.3,0,0,6.1,293]
[1537,6.9,0,0,2.8,291]
[1538,6.6,0,0,2.1,292]
[1539,6.2,0,0,2.5,290]
[1540,6,0,0,2.2999999999999998,290]
[1541,5.8,0,0,1.7,290]
[1542,5.7,0,0,1.4,288]
[1543,5.7,0,0,2.2999999999999998,283]
[1544,6.4,64,191,2.2999999999999998,282]
[1545,7.8,223,385,2.1,279]
[1546,9.3000000000000007,380,458,1.9,281]
[1547,10.8,509,493,3.4,281]
[1548,12.2,603,538,5.5,283]
[1549,13.2,633,527,8.1999999999999993,285]
[1550,14,611,523,10.6,288]
[1551,14.3,534,496,12.7,288]
[1552,14.4,418,476,12.7,286]
[1553,13.9,261,435,9.6999999999999993,289]
[1554,13,93,241,7.7,293]
[1555,11.9,1,0,6.4,295]
[1556,11.4,0,0,3.9,299]
[1557,10.8,0,0,4.7,294]
[1558,10.199999999999999,0,0,3.4,294]
[1559,9.6999999999999993,0,0,4.2,294]
[1560,9.1,0,0,3.2,296]
[1561,8.6,0,0,4.2,296]
[1562,8,0,0,4.2,299]
[1563,7.5,0,0,6.4,302]
[1564,7.2,0,0,3.2,299]
[1565,6.9,0,0,4.7,300]
[1566,6.7,0,0,4.7,301]
[1567,6.7,0,0,2.1,300]
[1568,7.2,48,28,1.4,300]
[1569,8.1999999999999993,174,114,1.3,297]
[1570,9.3000000000000007,287,108,2,290]
[1571,10.4,414,205,3.6,290]
[1572,11.4,470,162,4.4000000000000004,290]
[1573,12.2,500,190,3.9,292]
[1574,12.6,448,140,3.6,291]
[1575,12.9,407,140,3.6,293]
[1576,12.9,309,104,2.9,293]
[1577,12.5,181,72,4.7,293]
[1578,11.8,63,14,5.5,298]
[1579,11,1,0,10.6,301]
[1580,10.3,0,0,9.6999999999999993,301]
[1581,9.5,0,0,10.6,301]
[1582,8.6999999999999993,0,0,7,302]
[1583,8,0,0,7,299]
[1584,7.2,0,0,6.7,299]
[1585,6.5,0,0,6.7,299]
[1586,5.7,0,0,5.5,302]
[1587,4.9000000000000004,0,0,6.4,299]
[1588,4.5,0,0,5.0999999999999996,294]
[1589,4.0999999999999996,0,0,2.6,294]
[1590,3.8,0,0,1.4,293]
[1591,3.7,0,0,1.4,290]
[1592,3.7,7,0,1.1000000000000001,293]
[1593,4.3,111,2,1.6,282]
[1594,5,220,46,1.4,278]
[1595,6.4,486,344,1.9,266]
[1596,7.3,486,199,2.4,270]
[1597,8,549,293,4.7,270]
[1598,8.5,512,225,3.6,267]
[1599,8.6,390,140,4.4000000000000004,272]
[1600,8.8000000000000007,435,446,4.7,264]
[1601,8.8000000000000007,362,635,4.4000000000000004,258]
[1602,8.1,103,201,8.8000000000000007,276]
[1603,7.3,1,0,6.4,277]
[1604,6.7,0,0,5.8,273]
[1605,6.1,0,0,8.1999999999999993,272]
[1606,5.5,0,0,5.5,269]
[1607,4.9000000000000004,0,0,7.3,269]
[1608,4.3,0,0,8.1999999999999993,268]
[1609,4.0999999999999996,0,0,6.4,268]
[1610,3.8,0,0,6.1,271]
[1611,3.6,0,0,8.1999999999999993,270]
[1612,3.4,0,0,6.4,268]
[1613,3.2,0,0,4.2,267]
[1614,3.1,0,0,2.8,271]
[1615,3.1,0,0,2,275]
[1616,3.8,75,256,2.1,275]
[1617,4.9000000000000004,222,354,2.5,272]
[1618,6.5,426,589,1.9,268]
[1619,7.8,536,564,1.6,265]
[1620,9,624,559,3.9,265]
[1621,9.9,643,516,5.5,266]
[1622,10.5,615,496,5.0999999999999996,266]
[1623,10.8,558,561,6.1,270]
[1624,10.8,469,639,6.1,269]
[1625,10.4,275,408,7.3,273]
[1626,9.4,93,151,8.8000000000000007,279]
[1627,8.4,1,0,5.5,277]
[1628,7.9,0,0,4.2,282]
[1629,7.4,0,0,5.5,282]
[1630,6.9,0,0,5.8,284]
[1631,6.4,0,0,3.9,281]
[1632,5.9,0,0,3.9,279]
[1633,5.6,0,0,5.0999999999999996,273]
[1634,5.3,0,0,4.2,275]
[1635,5,0,0,4.4000000000000004,278]
[1636,4.9000000000000004,0,0,2.9,279]
[1637,4.8,0,0,2.9,281]
[1638,4.7,0,0,3.9,280]
[1639,4.7,0,0,5.5,286]
[1640,5,26,0,2.6,292]
[1641,5.6,92,0,1.9,289]
[1642,6.3,164,2,1.9,289]
[1643,6.9,202,4,2.2999999999999998,290]
[1644,7.8,332,27,2.2999999999999998,286]
[1645,8.6999999999999993,379,36,2.4,284]
[1646,9.3000000000000007,398,79,3.4,285]
[1647,9.6999999999999993,367,103,4.4000000000000004,285]
[1648,10.3,449,512,7.3,277]
[1649,10.4,290,508,6.1,279]
[1650,10,139,423,5.8,280]
[1651,9.3000000000000007,11,0,4.7,285]
[1652,9,0,0,5.0999999999999996,287]
[1653,8.6,0,0,3.4,291]
[1654,8.3000000000000007,0,0,2.8,294]
[1655,8,0,0,2.4,295]
[1656,7.6,0,0,1.7,297]
[1657,7.3,0,0,0.9,293]
[1658,6.9,0,0,1.2,300]
[1659,6.6,0,0,1.6,302]
[1660,6.4,0,0,1.1000000000000001,305]
[1661,6.2,0,0,0.5,307]
[1662,6.1,0,0,0.6,307]
[1663,6.1,0,0,0.5,309]
[1664,6.6,54,29,0.9,313]
[1665,8.1999999999999993,236,349,0.4,303]
[1666,9.6999999999999993,379,392,0.4,301]
[1667,11.4,530,481,0.3,299]
[1668,12.5,544,307,0.7,305]
[1669,13.4,587,346,0.4,303]
[1670,14,544,297,0.6,307]
[1671,14.2,473,271,0.6,310]
[1672,14.4,467,556,0.7,301]
[1673,14,262,356,0.5,309]
[1674,13.2,103,228,0.7,312]
[1675,12.1,3,0,0.2,312]
[1676,11.7,0,0,0.2,316]
[1677,11.2,0,0,0.1,315]
[1678,10.7,0,0,0,317]
[1679,10.199999999999999,0,0,0.1,315]
[1680,9.8000000000000007,0,0,0.1,317]
[1681,9.4,0,0,0.4,315]
[1682,8.9,0,0,0.2,316]
[1683,8.5,0,0,0.2,317]
[1684,8.1999999999999993,0,0,0.4,316]
[1685,8.1,0,0,0.3,319]
[1686,7.9,0,0,0.4,318]
[1687,7.5,0,0,0.4,318]
[1688,8.3000000000000007,50,16,0.4,323]
[1689,8.6999999999999993,83,0,0.3,326]
[1690,9.1,147,0,0.1,326]
[1691,9.6,192,3,0.4,326]
[1692,10.1,252,8,0.5,320]
[1693,10.3,225,3,0.3,326]
[1694,10.4,176,3,0.8,328]
[1695,10.6,267,20,1.2,321]
[1696,10.7,195,9,0.9,323]
[1697,10.4,64,0,1.3,325]
[1698,9.9,39,0,1.6,328]
[1699,9.6999999999999993,1,0,1.4,323]
[1700,9.3000000000000007,0,0,0.9,322]
[1701,8.8000000000000007,0,0,1.2,315]
[1702,7.7,0,0,1.2,309]
[1703,8.1999999999999993,0,0,2.1,309]
[1704,7.8,0,0,1.9,305]
[1705,7.5,0,0,0.8,304]
[1706,7.2,0,0,0.4,303]
[1707,6.8,0,0,1.4,301]
[1708,6.7,0,0,1.1000000000000001,296]
[1709,6.5,0,0,0.5,293]
[1710,6.4,0,0,0.5,289]
[1711,6.4,1,0,0.7,287]
[1712,7.8,127,462,0.7,290]
[1713,9.3000000000000007,274,484,1.2,283]
[1714,10.9,415,474,1.4,281]
[1715,12.1,485,325,1.6,285]
[1716,13.1,543,290,1.6,289]
[1717,13.9,559,216,2.6,292]
[1718,14.5,535,209,2.9,296]
[1719,14.7,488,304,3.9,298]
[1720,14.7,366,175,4.2,303]
[1721,14.3,260,294,4.4000000000000004,300]
[1722,13.3,65,2,3.9,317]
[1723,12.3,1,0,4.7,321]
[1724,11.7,0,0,6.4,324]
[1725,11,0,0,5.5,321]
[1726,10.4,0,0,6.7,317]
[1727,9.8000000000000007,0,0,4.7,314]
[1728,9.1,0,0,5.5,312]
[1729,8.6,0,0,3.6,311]
[1730,7.9,0,0,5.0999999999999996,309]
[1731,7.3,0,0,7.3,304]
[1732,7,0,0,4.7,303]
[1733,6.6,0,0,2.2999999999999998,300]
[1734,6.4,0,0,1.9,299]
[1735,6.3,0,0,1.6,299]
[1736,7.3,93,235,1.7,302]
[1737,8.6999999999999993,252,406,3.9,303]
[1738,10.3,418,486,4.4000000000000004,300]
[1739,11.8,555,532,6.1,297]
[1740,13.1,645,551,6.7,295]
[1741,14.1,662,508,5.8,298]
[1742,14.8,640,510,6.1,301]
[1743,15.1,573,531,3.9,301]
[1744,15.1,453,500,3.6,302]
[1745,14.6,290,462,4.7,306]
[1746,13.6,114,172,5.5,314]
[1747,12.5,1,0,3.9,340]
[1748,12.2,0,0,4.7,342]
[1749,11.8,0,0,5.0999999999999996,342]
[1750,11.5,0,0,5.8,340]
[1751,11.2,0,0,4.2,337]
[1752,10.8,0,0,5.0999999999999996,336]
[1753,10.7,0,0,5.0999999999999996,334]
[1754,10.6,0,0,6.1,333]
[1755,10.5,0,0,7.3,328]
[1756,10.4,0,0,8.8000000000000007,328]
[1757,10.4,0,0,7.3,328]
[1758,10.4,0,0,7,326]
[1759,10.4,0,0,4.7,325]
[1760,10.8,42,0,3.9,325]
[1761,11.5,112,0,3.4,320]
[1762,12.3,181,5,5.0999999999999996,320]
[1763,13.1,255,14,4.7,317]
[1764,13.7,292,15,3.4,322]
[1765,14.2,298,14,2.8,322]
[1766,14.6,294,15,5.8,325]
[1767,14.8,269,16,4.7,325]
[1768,14.8,220,12,4.7,324]
[1769,14.6,132,2,5.5,331]
[1770,14.1,52,0,5.5,347]
[1771,13.3,1,0,6.4,355]
[1772,13.4,0,0,5.5,355]
[1773,13.2,0,0,7.7,352]
[1774,12.9,0,0,7,346]
[1775,12.8,0,0,5.5,347]
[1776,12.6,0,0,4.4000000000000004,345]
[1777,12.2,0,0,7,341]
[1778,11.6,0,0,6.7,336]
[1779,12,0,0,8.1999999999999993,334]
[1780,12,0,0,6.7,332]
[1781,11.9,0,0,5.8,334]
[1782,11.8,0,0,5.8,332]
[1783,11.8,1,0,3.9,331]
[1784,12.5,72,39,5.5,333]
[1785,13.3,163,28,7.3,334]
[1786,14.3,271,69,7,336]
[1787,14.7,229,10,10.199999999999999,346]
[1788,15.1,273,10,8.1999999999999993,332]
[1789,15.3,253,7,8.1999999999999993,327]
[1790,15.4,246,7,7.7,327]
[1791,15.3,163,0,6.1,345]
[1792,15.1,118,0,5.8,336]
[1793,14.7,29,0,5.0999999999999996,339]
[1794,14.2,17,0,4.4000000000000004,352]
[1795,13.8,1,0,5.0999999999999996,355]
[1796,13.7,0,0,6.7,352]
[1797,13.5,0,0,4.7,349]
[1798,13.3,0,0,3.6,345]
[1799,13.2,0,0,4.7,342]
[1800,13,0,0,5.5,339]
[1801,12.9,0,0,3,336]
[1802,12.8,0,0,2.5,333]
[1803,12.7,0,0,3,330]
[1804,12.6,0,0,2.4,328]
[1805,12.6,0,0,1.1000000000000001,324]
[1806,12.6,0,0,0.7,322]
[1807,12.7,2,0,0.6,323]
[1808,14,118,305,0.8,323]
[1809,15.5,252,301,1.2,330]
[1810,16.899999999999999,376,290,1.7,329]
[1811,18.5,534,406,3.2,326]
[1812,20,645,526,2.6,321]
[1813,21.3,704,593,3.6,322]
[1814,22.1,674,559,5.5,324]
[1815,22.4,509,310,4.2,332]
[1816,22.5,429,406,4.7,331]
[1817,22,286,400,3.9,330]
[1818,21.2,138,265,4.4000000000000004,332]
[1819,20.100000000000001,7,0,3,353]
[1820,19.3,0,0,2.4,356]
[1821,18.399999999999999,0,0,2.1,353]
[1822,17.5,0,0,1.9,350]
[1823,16.7,0,0,1.6,346]
[1824,15.8,0,0,1.9,339]
[1825,14.8,0,0,2.2999999999999998,337]
[1826,13.6,0,0,3.4,329]
[1827,12.5,0,0,5.0999999999999996,323]
[1828,11.9,0,0,6.1,323]
[1829,11.3,0,0,4.4000000000000004,323]
[1830,10.8,0,0,4.2,320]
[1831,10.8,2,0,3.4,317]
[1832,11.9,118,381,2.6,320]
[1833,13.4,306,591,2.6,317]
[1834,15.1,480,674,3.4,317]
[1835,16.600000000000001,611,664,2,319]
[1836,17.8,705,677,2.1,317]
[1837,18.8,719,651,2.5,321]
[1838,19.399999999999999,703,643,1.2,323]
[1839,19.7,634,687,1.1000000000000001,323]
[1840,19.7,509,709,1.2,326]
[1841,19.2,346,690,0.9,327]
[1842,18.2,152,312,0.5,333]
[1843,17,6,0,1.2,357]
[1844,16.3,0,0,1.3,357]
[1845,15.6,0,0,1.2,353]
[1846,14.9,0,0,1,350]
[1847,14.2,0,0,0.9,350]
[1848,13.5,0,0,0.5,347]
[1849,13.2,0,0,1,346]
[1850,12.9,0,0,1.6,340]
[1851,12.6,0,0,1.2,338]
[1852,12.5,0,0,1.6,335]
[1853,12.4,0,0,1.3,336]
[1854,12.3,0,0,1,336]
[1855,12.3,1,0,0.9,339]
[1856,12.8,53,0,0.9,340]
[1857,13.8,150,12,1.9,335]
[1858,14.6,227,15,1.4,331]
[1859,15.6,326,32,0.8,324]
[1860,16.3,357,30,0.7,326]
[1861,16.899999999999999,370,28,1.1000000000000001,325]
[1862,17.2,326,18,1.1000000000000001,327]
[1863,17.399999999999999,303,24,1.7,326]
[1864,17.399999999999999,234,18,1.4,327]
[1865,17.2,148,8,1.7,328]
[1866,16.7,68,0,2.2999999999999998,330]
[1867,16.100000000000001,3,0,3.9,341]
[1868,15.2,0,0,3.6,352]
[1869,14.5,0,0,2.9,357]
[1870,13.7,0,0,4.7,350]
[1871,12.9,0,0,3.9,344]
[1872,12.1,0,0,2.6,338]
[1873,11.2,0,0,2,331]
[1874,10.3,0,0,2.8,325]
[1875,9.4,0,0,4.4000000000000004,318]
[1876,8.9,0,0,5.0999999999999996,314]
[1877,8.5,0,0,3.4,311]
[1878,8.1,0,0,2.6,309]
[1879,8.1,2,0,1.6,301]
[1880,9,104,190,3,302]
[1881,10.3,251,271,4.7,299]
[1882,11.5,388,283,3.4,295]
[1883,12.7,494,282,4.7,295]
[1884,13.6,552,207,5.5,296]
[1885,14.4,576,236,3.6,297]
[1886,14.8,541,210,3.6,301]
[1887,14.9,440,153,2.2999999999999998,302]
[1888,14.8,352,116,2.6,303]
[1889,14.3,229,102,2,304]
[1890,13.5,100,94,2.1,308]
[1891,12.6,2,0,2.9,327]
[1892,11.9,0,0,2.5,328]
[1893,11.3,0,0,1.7,328]
[1894,10.6,0,0,1.7,326]
[1895,10,0,0,2.2999999999999998,323]
[1896,9.4,0,0,2.2999999999999998,318]
[1897,9,0,0,1.9,319]
[1898,8.6,0,0,1.6,320]
[1899,8.3000000000000007,0,0,3,317]
[1900,8.1,0,0,2.8,317]
[1901,7.9,0,0,1.4,317]
[1902,7.7,0,0,1.9,314]
[1903,7.8,3,0,1.6,312]
[1904,8.9,103,165,1.4,301]
[1905,10.6,283,395,1.9,300]
[1906,12.1,410,351,2.1,301]
[1907,13.7,543,384,2,300]
[1908,14.7,559,236,1.9,303]
[1909,15.7,615,325,2.4,307]
[1910,16.3,591,309,3.6,306]
[1911,16.399999999999999,457,171,6.4,311]
[1912,16.3,377,156,6.4,311]
[1913,16,301,367,6.7,305]
[1914,15.1,122,189,8.1999999999999993,315]
[1915,14,2,0,11.7,335]
[1916,13.5,0,0,11.1,337]
[1917,12.9,0,0,14.6,336]
[1918,12.3,0,0,11.7,335]
[1919,11.8,0,0,11.1,335]
[1920,11.2,0,0,11.1,334]
[1921,10.8,0,0,8.1999999999999993,331]
[1922,10.3,0,0,7,329]
[1923,9.8000000000000007,0,0,9.6999999999999993,328]
[1924,9.6,0,0,8.1999999999999993,327]
[1925,9.3000000000000007,0,0,3.9,325]
[1926,9.1,0,0,3,330]
[1927,9.1999999999999993,4,0,2.8,330]
[1928,10.7,137,276,3.9,308]
[1929,12.7,341,655,3.9,306]
[1930,14.5,497,656,5.5,301]
[1931,16.2,613,614,6.7,303]
[1932,17.5,671,535,7.7,307]
[1933,18.399999999999999,670,454,6.1,309]
[1934,19.2,718,596,6.1,304]
[1935,19.600000000000001,635,630,6.4,304]
[1936,19.7,509,653,5.5,304]
[1937,19.2,354,667,8.1999999999999993,302]
[1938,18.2,161,311,7,306]
[1939,16.899999999999999,10,0,7,325]
[1940,16.100000000000001,0,0,5.8,329]
[1941,15.3,0,0,3.6,327]
[1942,14.4,0,0,2.5,326]
[1943,13.6,0,0,2.1,326]
[1944,12.8,0,0,1.6,324]
[1945,12.1,0,0,1.6,325]
[1946,11.4,0,0,2.2999999999999998,320]
[1947,10.6,0,0,3.2,318]
[1948,10.199999999999999,0,0,3.9,317]
[1949,9.8000000000000007,0,0,2.8,319]
[1950,9.5,0,0,2.4,313]
[1951,9.5,3,0,2.8,315]
[1952,10.4,92,75,2.2999999999999998,302]
[1953,11.8,261,191,2.9,294]
[1954,13.2,401,286,3,293]
[1955,14.6,521,316,3.9,294]
[1956,15.7,592,335,9.1999999999999993,295]
[1957,16.399999999999999,588,238,9.1999999999999993,303]
[1958,17,567,238,9.1999999999999993,301]
[1959,17.2,511,223,11.1,304]
[1960,17.2,400,174,11.5,309]
[1961,16.7,257,153,14.6,316]
[1962,15.8,101,77,10.199999999999999,322]
[1963,14.8,2,0,9.1999999999999993,337]
[1964,14.2,0,0,6.1,343]
[1965,13.6,0,0,5.0999999999999996,341]
[1966,13.1,0,0,2.9,341]
[1967,12.5,0,0,2.4,336]
[1968,11.9,0,0,1.6,332]
[1969,11.6,0,0,1.4,327]
[1970,11.3,0,0,1.3,325]
[1971,11,0,0,1.4,327]
[1972,10.8,0,0,0.8,327]
[1973,10.7,0,0,0.5,331]
[1974,10.5,0,0,1,332]
[1975,10.6,4,0,1.4,328]
[1976,11.6,88,49,1.7,319]
[1977,12.9,228,107,2.1,312]
[1978,13.9,290,54,2.6,316]
[1979,15,395,93,3.9,316]
[1980,15.7,388,43,3.2,316]
[1981,16.7,555,216,3.2,308]
[1982,17.399999999999999,509,179,3.4,312]
[1983,17.600000000000001,398,91,5.0999999999999996,316]
[1984,17.7,361,169,6.1,310]
[1985,17.3,198,33,9.1999999999999993,314]
[1986,16.600000000000001,98,57,7.3,312]
[1987,15.8,2,0,4.2,326]
[1988,14.9,0,0,3.4,324]
[1989,14.1,0,0,2.8,320]
[1990,13.2,0,0,2.4,315]
[1991,12.3,0,0,2.1,315]
[1992,11.5,0,0,1.9,308]
[1993,10.6,0,0,1.9,310]
[1994,9.6,0,0,2.9,310]
[1995,8.6999999999999993,0,0,5.8,308]
[1996,8.1999999999999993,0,0,5.5,306]
[1997,7.7,0,0,2.6,304]
[1998,7.3,0,0,2.2999999999999998,296]
[1999,7.4,6,0,2.2999999999999998,294]
[2000,9.1,170,366,2.5,274]
[2001,11.1,385,829,2.9,274]
[2002,13.2,583,922,3.2,272]
[2003,15.1,741,961,5.0999999999999996,272]
[2004,16.7,840,973,4.2,272]
[2005,17.899999999999999,877,977,5.5,274]
[2006,18.7,844,972,6.4,279]
[2007,19.100000000000001,752,966,5.5,279]
[2008,19.100000000000001,598,931,7.7,281]
[2009,18.5,401,846,8.8000000000000007,286]
[2010,17.3,186,394,7,293]
[2011,15.8,9,0,4.2,314]
[2012,14.7,0,0,2.6,317]
[2013,13.6,0,0,2,314]
[2014,12.5,0,0,2.1,312]
[2015,11.4,0,0,2,311]
[2016,10.3,0,0,1.1000000000000001,309]
[2017,9.5,0,0,2.1,302]
[2018,8.6,0,0,2.1,305]
[2019,7.7,0,0,2.8,303]
[2020,7.2,0,0,3,302]
[2021,6.7,0,0,3,300]
[2022,6.3,0,0,3.6,305]
[2023,6.4,6,0,3.6,307]
[2024,8,171,357,3.9,289]
[2025,10.1,383,788,5.0999999999999996,289]
[2026,12.1,582,907,7.7,286]
[2027,14,739,946,7.7,287]
[2028,15.6,836,956,10.199999999999999,289]
[2029,16.7,868,954,12,292]
[2030,17.5,839,955,12.7,291]
[2031,17.899999999999999,745,944,17.7,291]
[2032,17.899999999999999,596,919,12.7,296]
[2033,17.2,402,837,14.6,300]
[2034,16,189,399,12.7,305]
[2035,14.4,10,0,7.7,330]
[2036,14,0,0,7.3,335]
[2037,13.6,0,0,7.7,334]
[2038,13.2,0,0,8.1999999999999993,331]
[2039,12.8,0,0,5.0999999999999996,334]
[2040,12.4,0,0,4.7,337]
[2041,12.4,0,0,4.4000000000000004,332]
[2042,12.5,0,0,3.4,336]
[2043,12.5,0,0,4.2,336]
[2044,12.5,0,0,4.2,335]
[2045,12.6,0,0,5.0999999999999996,337]
[2046,12.6,0,0,5.5,339]
[2047,12.7,3,0,5.8,341]
[2048,13.5,66,0,3.9,332]
[2049,14.4,151,5,3.4,331]
[2050,15.2,202,6,2.8,331]
[2051,16,267,12,3.4,332]
[2052,16.600000000000001,300,16,2.9,334]
[2053,17.100000000000001,306,15,2.9,339]
[2054,17.5,308,17,2.8,336]
[2055,17.7,259,11,3,337]
[2056,17.7,203,7,2.2999999999999998,340]
[2057,17.399999999999999,130,0,2.1,343]
[2058,16.899999999999999,56,0,2.5,348]
[2059,16.399999999999999,2,0,3,355]
[2060,16,0,0,4.7,354]
[2061,15.5,0,0,3.4,365]
[2062,15,0,0,5.5,362]
[2063,14.5,0,0,5.5,359]
[2064,13.8,0,0,8.8000000000000007,357]
[2065,13.7,0,0,8.1999999999999993,361]
[2066,13.2,0,0,10.199999999999999,357]
[2067,12.6,0,0,11.5,356]
[2068,12.4,0,0,8.1999999999999993,352]
[2069,12.1,0,0,11.1,350]
[2070,11.9,0,0,12.7,347]
[2071,11.9,4,0,9.1999999999999993,346]
[2072,12.9,98,52,9.1999999999999993,335]
[2073,13.7,181,19,7,337]
[2074,14.7,286,41,7.7,340]
[2075,15.6,359,36,6.4,327]
[2076,16.5,461,108,7.3,320]
[2077,17.2,483,98,10.6,321]
[2078,17.600000000000001,448,84,8.1999999999999993,327]
[2079,17.899999999999999,407,93,8.1999999999999993,327]
[2080,17.8,289,36,7.7,332]
[2081,17.399999999999999,200,31,7.7,334]
[2082,16.8,81,1,8.1999999999999993,338]
[2083,16,2,0,10.6,356]
[2084,15.5,0,0,12.7,356]
[2085,15,0,0,9.6999999999999993,356]
[2086,14.5,0,0,9.1999999999999993,357]
[2087,14.1,0,0,9.6999999999999993,355]
[2088,13.6,0,0,8.1999999999999993,353]
[2089,13.2,0,0,9.6999999999999993,351]
[2090,12.7,0,0,8.8000000000000007,353]
[2091,12.4,0,0,7.3,349]
[2092,11.9,0,0,8.8000000000000007,350]
[2093,12.1,0,0,9.1999999999999993,351]
[2094,11.9,0,0,6.4,350]
[2095,12,2,0,4.4000000000000004,352]
[2096,12.2,35,0,4.2,343]
[2097,12.6,75,0,5.8,344]
[2098,12.9,109,0,4.2,343]
[2099,13.2,137,0,6.4,346]
[2100,13.4,144,0,4.2,346]
[2101,13.4,141,0,2.8,347]
[2102,13.6,140,0,5.0999999999999996,348]
[2103,13,130,0,3.4,347]
[2104,13.2,94,0,3.4,350]
[2105,12.1,74,0,4.2,346]
[2106,13.1,35,0,3.2,349]
[2107,12.8,3,0,3.6,352]
[2108,12.7,0,0,5.5,349]
[2109,12.6,0,0,5.8,351]
[2110,12.3,0,0,5.5,346]
[2111,12.1,0,0,4.2,348]
[2112,11.7,0,0,5.0999999999999996,342]
[2113,11.8,0,0,7,346]
[2114,11.7,0,0,6.7,345]
[2115,11.4,0,0,7.3,343]
[2116,11.5,0,0,9.6999999999999993,341]
[2117,11.5,0,0,9.6999999999999993,344]
[2118,11.4,0,0,7.7,343]
[2119,11.5,4,0,6.4,344]
[2120,12.3,72,0,5.5,335]
[2121,13.2,155,6,6.4,337]
[2122,14.2,239,16,4.7,340]
[2123,15,294,17,2.6,328]
[2124,15.6,319,18,4.4000000000000004,317]
[2125,16.2,350,23,3,317]
[2126,16.5,326,20,2.5,317]
[2127,16.7,287,15,3.6,318]
[2128,16.7,235,15,7.3,322]
[2129,16.399999999999999,155,6,8.1999999999999993,325]
[2130,15.9,73,0,8.8000000000000007,324]
[2131,15.3,3,0,6.7,332]
[2132,15,0,0,6.1,337]
[2133,14.7,0,0,7.7,339]
[2134,14.4,0,0,9.6999999999999993,341]
[2135,14,0,0,8.8000000000000007,345]
[2136,13.7,0,0,7.3,345]
[2137,13.4,0,0,6.7,340]
[2138,13.1,0,0,5.5,345]
[2139,12.8,0,0,3.9,342]
[2140,12.7,0,0,3.4,342]
[2141,12.5,0,0,3.4,341]
[2142,12.4,0,0,3.9,349]
[2143,12.5,3,0,5.5,350]
[2144,13.7,102,45,3.6,337]
[2145,15.2,250,107,3.6,334]
[2146,16.600000000000001,349,116,4.2,334]
[2147,17.600000000000001,382,66,2.6,337]
[2148,18.600000000000001,477,119,2.9,336]
[2149,19.2,446,77,2.5,341]
[2150,19.8,493,136,4.2,335]
[2151,20.3,497,193,3.2,330]
[2152,20.5,403,207,4.4000000000000004,327]
[2153,20.3,297,262,3.6,328]
[2154,19.899999999999999,219,443,3.9,313]
[2155,19,30,0,4.4000000000000004,321]
[2156,18,0,0,3.9,328]
[2157,16.899999999999999,0,0,3.4,326]
[2158,15.9,0,0,3,323]
[2159,14.9,0,0,3.9,322]
[2160,13.8,0,0,4.2,324]
[2161,12.8,0,0,3,355]
[2162,11.7,0,0,3.2,355]
[2163,10.7,0,0,4.8,351]
[2164,10.1,0,0,3.7,348]
[2165,9.6,0,0,2.7,344]
[2166,9.1999999999999993,0,0,2.9,342]
[2167,9.1,3,0,2.7,342]
[2168,9.3000000000000007,42,0,3,338]
[2169,9.3000000000000007,34,0,1.7,342]
[2170,9.6999999999999993,189,7,2.5,333]
[2171,10.6,466,157,2.9,323]
[2172,11.2,498,138,4.5999999999999996,323]
[2173,11.5,439,44,6.6,328]
[2174,11.8,447,90,6.6,323]
[2175,11.6,228,9,5.6,332]
[2176,11.5,235,17,4.4000000000000004,327]
[2177,11.4,225,78,5,322]
[2178,10.9,91,12,5.4,328]
[2179,10.6,3,0,4.8,337]
[2180,10,0,0,2.7,334]
[2181,9.4,0,0,3.7,329]
[2182,8.8000000000000007,0,0,3.4,324]
[2183,8.1,0,0,3.9,323]
[2184,7.5,0,0,4.4000000000000004,318]
[2185,7.3,0,0,2.7,321]
[2186,7,0,0,3,317]
[2187,6.7,0,0,5.4,315]
[2188,6.5,0,0,4.8,314]
[2189,6.4,0,0,2.9,310]
[2190,6.3,0,0,3.4,299]
[2191,6.5,14,0,5.2,301]
[2192,8.1,189,320,6.1,284]
[2193,9.6999999999999993,386,654,6.6,282]
[2194,11.3,565,725,10.1,279]
[2195,12.8,711,760,6.8,276]
[2196,14.1,808,791,5.8,278]
[2197,15.1,842,803,7.3,283]
[2198,15.8,818,826,7.3,281]
[2199,16.100000000000001,726,820,8.4,284]
[2200,16.100000000000001,583,803,8,286]
[2201,15.7,400,740,6.4,292]
[2202,14.8,196,376,9.5,294]
[2203,13.6,16,0,8.4,315]
[2204,12.8,0,0,6.4,319]
[2205,12,0,0,7,315]
[2206,11.2,0,0,6.1,315]
[2207,10.4,0,0,5,314]
[2208,9.6,0,0,4.2,314]
[2209,8.9,0,0,4.5999999999999996,309]
[2210,8,0,0,3.2,311]
[2211,7.2,0,0,5.8,305]
[2212,6.7,0,0,3.7,303]
[2213,6.3,0,0,1.7,303]
[2214,6,0,0,2,305]
[2215,6.1,18,0,2.7,305]
[2216,7.6,223,441,1.7,285]
[2217,9.3000000000000007,468,893,2.7,283]
[2218,10.8,656,966,2.5,281]
[2219,12.3,866,816,3.4,278]
[2220,12.5,555,222,3.4,299]
[2221,12.6,545,159,3,297]
[2222,12.5,498,130,3.2,298]
[2223,12.4,457,131,3.9,294]
[2224,12.1,397,183,4.2,292]
[2225,11.6,289,170,3.4,291]
[2226,10.8,130,122,3,298]
[2227,9.9,7,0,1,309]
[2228,9.4,0,0,0.8,311]
[2229,9,0,0,0.2,313]
[2230,8.5,0,0,0.3,309]
[2231,8,0,0,0.3,305]
[2232,7.5,0,0,0.2,301]
[2233,7.5,0,0,0.2,302]
[2234,7.4,0,0,0,302]
[2235,7.3,0,0,0.4,301]
[2236,7.3,0,0,0.5,303]
[2237,7.2,0,0,0.2,302]
[2238,7.2,0,0,0.2,296]
[2239,7.5,17,0,0,297]
[2240,9.1,195,309,0.3,281]
[2241,10.6,360,488,0.5,280]
[2242,12.1,525,548,0.6,281]
[2243,13.3,631,484,0.5,279]
[2244,14.4,704,515,0.6,282]
[2245,15.2,730,514,1.3,284]
[2246,15.7,673,399,0.8,284]
[2247,15.9,574,345,0.9,289]
[2248,15.9,485,403,0.9,291]
[2249,15.4,311,303,1.4,294]
[2250,14.5,151,211,1.1000000000000001,298]
[2251,13.5,4,0,0.7,318]
[2252,13.1,0,0,0.8,323]
[2253,12.7,0,0,0.8,319]
[2254,12.2,0,0,1.6,317]
[2255,11.8,0,0,1.1000000000000001,314]
[2256,11.4,0,0,1.4,314]
[2257,11,0,0,2,308]
[2258,10.6,0,0,1.4,309]
[2259,10.199999999999999,0,0,3.2,310]
[2260,10,0,0,3.2,309]
[2261,9.8000000000000007,0,0,1.2,309]
[2262,9.6,0,0,1.2,313]
[2263,9.9,19,0,2.2000000000000002,314]
[2264,11.4,191,334,2.2000000000000002,302]
[2265,12.8,365,493,1.4,302]
[2266,14.3,556,648,0.9,295]
[2267,15.7,681,604,1.2,296]
[2268,16.7,740,557,2.4,297]
[2269,17.600000000000001,797,605,1.7,296]
[2270,18.2,772,626,1.4,298]
[2271,18.399999999999999,657,572,1.7,303]
[2272,18.3,509,473,2.2000000000000002,308]
[2273,17.8,354,479,4.4000000000000004,313]
[2274,16.899999999999999,173,277,3.2,323]
[2275,15.9,13,0,2.9,343]
[2276,15.4,0,0,3,352]
[2277,15,0,0,3,355]
[2278,14.6,0,0,2.9,354]
[2279,14.2,0,0,2.2000000000000002,355]
[2280,13.8,0,0,1.6,349]
[2281,13.5,0,0,2.4,350]
[2282,13.2,0,0,1.7,351]
[2283,13,0,0,1.6,351]
[2284,12.8,0,0,2.2000000000000002,351]
[2285,12.7,0,0,1.4,351]
[2286,12.6,0,0,1.8,354]
[2287,12.6,6,0,1.7,357]
[2288,13.1,66,0,1.4,351]
[2289,13.6,124,0,1.1000000000000001,352]
[2290,14,168,1,1.2,355]
[2291,14.3,204,5,1.1000000000000001,354]
[2292,14.6,229,1,1.4,355]
[2293,14.8,233,1,1.6,354]
[2294,14.9,226,1,1.8,359]
[2295,15,201,5,2,353]
[2296,14.9,148,0,1.6,353]
[2297,14.7,91,0,1.2,357]
[2298,14.1,48,0,0.7,362]
[2299,13.9,4,0,0.8,368]
[2300,13,0,0,0.9,364]
[2301,13.4,0,0,1.6,364]
[2302,13.7,0,0,2.9,364]
[2303,13.5,0,0,2.5,364]
[2304,13.4,0,0,3.4,362]
[2305,13.6,0,0,3.4,363]
[2306,13.6,0,0,3.2,367]
[2307,13.6,0,0,2,365]
[2308,13.6,0,0,2,364]
[2309,13.7,0,0,1.7,363]
[2310,13.7,0,0,1.8,362]
[2311,13.8,5,0,3,361]
[2312,14.5,76,0,4.5999999999999996,353]
[2313,15.2,146,0,3.9,352]
[2314,15.8,205,5,4.2,355]
[2315,16.399999999999999,277,10,3.7,341]
[2316,17,314,13,2.7,339]
[2317,17.3,291,10,3.9,340]
[2318,17.7,330,15,3.9,340]
[2319,17.899999999999999,274,10,5.4,339]
[2320,17.899999999999999,237,11,5.8,340]
[2321,17.8,182,12,6.8,340]
[2322,17.5,95,5,5.6,342]
[2323,17.100000000000001,13,0,5.8,345]
[2324,16.3,0,0,6.4,357]
[2325,16,0,0,6.1,366]
[2326,15.5,0,0,6.4,363]
[2327,14.9,0,0,6.1,357]
[2328,14.5,0,0,6.1,357]
[2329,13.9,0,0,5.8,354]
[2330,13.2,0,0,5,351]
[2331,12.6,0,0,3.9,347]
[2332,12.3,0,0,4.2,346]
[2333,11.9,0,0,4.4000000000000004,345]
[2334,11.7,0,0,6.1,343]
[2335,11.9,12,0,6.1,344]
[2336,12.8,150,129,6.1,329]
[2337,13.6,264,109,5.4,332]
[2338,14.9,499,342,5.2,312]
[2339,15.1,329,42,4.4000000000000004,324]
[2340,16.100000000000001,666,329,5.8,310]
[2341,16.600000000000001,615,262,5.6,312]
[2342,16.100000000000001,203,7,6.1,333]
[2343,16.100000000000001,341,31,6.6,324]
[2344,15.9,287,37,5.4,324]
[2345,15.8,288,201,5.2,314]
[2346,15.1,19,0,4.5999999999999996,334]
[2347,14.6,4,0,4.2,334]
[2348,14,0,0,2.2000000000000002,333]
[2349,13.4,0,0,2,333]
[2350,12.8,0,0,2.5,331]
[2351,12.2,0,0,2.7,330]
[2352,11.7,0,0,4.2,328]
[2353,11.2,0,0,2.4,326]
[2354,10.7,0,0,1.1000000000000001,322]
[2355,10.199999999999999,0,0,1.1000000000000001,319]
[2356,9.9,0,0,3.2,316]
[2357,9.6999999999999993,0,0,1.6,313]
[2358,9.5,0,0,1.8,314]
[2359,9.9,29,0,2,314]
[2360,11.6,237,431,3.4,299]
[2361,13.3,442,778,3.2,298]
[2362,14.9,625,831,5.4,296]
[2363,16.399999999999999,769,855,6.1,296]
[2364,17.600000000000001,857,856,7.3,298]
[2365,18.5,884,852,7.7,300]
[2366,19,843,830,10.6,302]
[2367,19.3,746,814,10.9,302]
[2368,19.2,599,784,10.1,304]
[2369,18.600000000000001,408,685,9.5,310]
[2370,17.7,209,364,10.6,314]
[2371,16.399999999999999,18,0,7.7,337]
[2372,16.100000000000001,0,0,4.8,342]
[2373,15.7,0,0,5.4,345]
[2374,15.4,0,0,4.2,346]
[2375,15.1,0,0,2.7,344]
[2376,14.7,0,0,3,347]
[2377,14.7,0,0,3.7,347]
[2378,14.6,0,0,4.2,347]
[2379,14.6,0,0,3.7,350]
[2380,14.6,0,0,3.4,351]
[2381,14.6,0,0,3.9,351]
[2382,14.6,0,0,3.7,354]
[2383,14.8,8,0,4.2,353]
[2384,15.3,60,0,2.7,347]
[2385,16.100000000000001,145,0,2.9,344]
[2386,16.7,200,4,2.4,345]
[2387,17.5,307,15,4.4000000000000004,344]
[2388,18.100000000000001,318,13,4.2,348]
[2389,18.7,361,17,5,350]
[2390,19.100000000000001,374,27,6.6,349]
[2391,19.7,464,131,5.2,344]
[2392,20.100000000000001,433,217,4.5999999999999996,341]
[2393,20.2,326,284,5,342]
[2394,20.100000000000001,250,473,5.4,331]
[2395,19.600000000000001,54,0,8.8000000000000007,338]
[2396,19,0,0,7.7,342]
[2397,18.399999999999999,0,0,5.6,345]
[2398,17.8,0,0,6.6,344]
[2399,17.3,0,0,6.6,345]
[2400,16.7,0,0,6.1,340]
[2401,16,0,0,3.7,337]
[2402,15.4,0,0,3.2,337]
[2403,14.7,0,0,2.2000000000000002,338]
[2404,14.4,0,0,3.4,338]
[2405,14.1,0,0,2,337]
[2406,13.8,0,0,2.4,340]
[2407,14.4,37,0,2,346]
[2408,16.100000000000001,259,468,1.4,326]
[2409,17.8,477,876,1.4,326]
[2410,19.399999999999999,673,939,1,320]
[2411,20.8,822,962,1.8,320]
[2412,22,912,966,2.9,323]
[2413,22.9,940,966,3.4,324]
[2414,23.5,902,960,2.5,327]
[2415,23.7,802,948,2.2000000000000002,327]
[2416,23.7,645,916,1.6,330]
[2417,23.2,446,811,1.2,332]
[2418,22.4,229,432,1.4,338]
[2419,21.2,22,0,1.2,362]
[2420,20.2,0,0,1.4,364]
[2421,19.2,0,0,1.2,359]
[2422,18.3,0,0,1,357]
[2423,17.3,0,0,0.9,347]
[2424,16.3,0,0,0.7,343]
[2425,15.2,0,0,0.7,341]
[2426,14,0,0,0.8,338]
[2427,13.3,0,0,2.5,336]
[2428,12.7,0,0,3.7,332]
[2429,12.2,0,0,2,329]
[2430,12.1,0,0,2.2000000000000002,328]
[2431,12.6,75,406,3.4,329]
[2432,13.5,261,657,2.5,324]
[2433,14.9,536,887,3.7,316]
[2434,16.3,751,990,5.4,311]
[2435,17.5,887,818,6.4,313]
[2436,17.600000000000001,489,112,6.8,336]
[2437,17.7,509,106,8.4,339]
[2438,17.399999999999999,374,23,9.1,343]
[2439,17,299,14,10.1,347]
[2440,16.5,213,8,10.9,349]
[2441,16.2,277,152,8,338]
[2442,15.6,81,0,7.7,352]
[2443,14.9,20,0,6.1,353]
[2444,14.2,0,0,5,352]
[2445,13.6,0,0,4.4000000000000004,345]
[2446,12.9,0,0,2.7,341]
[2447,12.2,0,0,3,334]
[2448,11.5,0,0,2.2000000000000002,327]
[2449,11.3,0,0,2.2000000000000002,327]
[2450,11,0,0,2,323]
[2451,10.9,0,0,2,322]
[2452,10.7,0,0,3,321]
[2453,10.6,0,0,1.4,316]
[2454,10.6,0,0,1.4,312]
[2455,11.3,80,425,1.6,310]
[2456,12.9,302,759,1.2,301]
[2457,14.6,518,916,1.6,301]
[2458,16.3,703,969,1.3,298]
[2459,17.899999999999999,862,806,1.8,303]
[2460,17.8,389,50,1.8,333]
[2461,17.899999999999999,428,31,1.6,329]
[2462,17.899999999999999,426,44,2.2000000000000002,329]
[2463,17.7,370,29,4.5999999999999996,330]
[2464,17.399999999999999,330,71,3.4,328]
[2465,16.899999999999999,219,28,3.9,331]
[2466,16.2,110,24,2.9,331]
[2467,15.4,11,0,2,343]
[2468,14.9,0,0,2.2000000000000002,346]
[2469,14.3,0,0,2.9,342]
[2470,13.8,0,0,3.9,343]
[2471,13.2,0,0,5.2,342]
[2472,12.7,0,0,7.3,340]
[2473,12.3,0,0,6.8,337]
[2474,11.9,0,0,7.3,332]
[2475,11.7,0,0,11.3,329]
[2476,11.6,0,0,8,325]
[2477,11.4,0,0,6.4,319]
[2478,11.4,0,0,8,319]
[2479,12,71,336,5.8,322]
[2480,13.3,265,669,8,318]
[2481,14.8,463,776,8.8000000000000007,318]
[2482,16.3,628,708,9.1,313]
[2483,17.899999999999999,870,809,9.5,306]
[2484,18.2,486,106,8.8000000000000007,334]
[2485,18.399999999999999,515,107,11.3,333]
[2486,18.7,572,194,11.8,325]
[2487,18.7,432,92,11.3,328]
[2488,18.2,232,12,8.4,338]
[2489,17.600000000000001,164,5,9.5,338]
[2490,16.899999999999999,86,0,10.1,342]
[2491,16.100000000000001,5,0,8.8000000000000007,352]
[2492,15.3,0,0,9.5,351]
[2493,14.5,0,0,8.8000000000000007,343]
[2494,13.7,0,0,5.4,342]
[2495,12.8,0,0,5.2,336]
[2496,12,0,0,5.8,331]
[2497,11.2,0,0,5.6,329]
[2498,10.3,0,0,5.8,325]
[2499,9.9,0,0,9.1,320]
[2500,9.4,0,0,8,316]
[2501,9.1,0,0,10.1,312]
[2502,9,0,0,8.4,308]
[2503,9.5,63,184,6.8,309]
[2504,10.6,230,393,7,302]
[2505,12,406,471,8,299]
[2506,13.3,565,527,9.5,296]
[2507,14.5,698,595,13,292]
[2508,15.6,758,547,13.9,293]
[2509,16.399999999999999,797,568,13,292]
[2510,17,759,564,12,298]
[2511,17.3,688,582,12.5,302]
[2512,17.3,533,491,15,304]
[2513,16.899999999999999,375,443,16.8,309]
[2514,16.2,206,336,13.9,310]
[2515,15.2,29,0,11.3,329]
[2516,14.4,0,0,10.6,328]
[2517,13.6,0,0,7.7,324]
[2518,12.8,0,0,5.8,320]
[2519,11.9,0,0,5.8,318]
[2520,11.1,0,0,5,311]
[2521,10.6,0,0,2.5,311]
[2522,10.1,0,0,2,312]
[2523,9.8000000000000007,0,0,3.4,309]
[2524,9.5,0,0,3,308]
[2525,9.3000000000000007,0,0,2,307]
[2526,9.3000000000000007,0,0,2.4,302]
[2527,9.6999999999999993,56,71,2.4,304]
[2528,10.6,172,117,3.7,307]
[2529,11.9,361,312,3.7,301]
[2530,13.1,486,297,5.4,300]
[2531,14,539,213,5.2,302]
[2532,14.8,573,181,2.4,307]
[2533,15.6,665,275,2,303]
[2534,16.100000000000001,627,232,2.7,309]
[2535,16.399999999999999,572,288,4.4000000000000004,311]
[2536,16.5,526,432,4.2,309]
[2537,16.3,352,326,3.9,314]
[2538,15.7,148,110,3.9,325]
[2539,14.8,5,0,3.4,342]
[2540,14.2,0,0,2.5,342]
[2541,13.5,0,0,2.4,336]
[2542,12.9,0,0,3.2,332]
[2543,12.3,0,0,2,327]
[2544,11.6,0,0,1.7,327]
[2545,11.2,0,0,1.3,322]
[2546,10.8,0,0,1.1000000000000001,321]
[2547,10.5,0,0,2.7,319]
[2548,10.3,0,0,2.2000000000000002,317]
[2549,10.1,0,0,1.1000000000000001,318]
[2550,10.1,0,0,1,315]
[2551,10.8,75,249,0.6,315]
[2552,12.1,248,451,0.5,310]
[2553,13.6,434,567,0.5,312]
[2554,15.2,608,652,0.3,311]
[2555,16.7,740,654,0.6,309]
[2556,17.899999999999999,814,627,0.6,311]
[2557,18.899999999999999,843,637,0.8,312]
[2558,19.600000000000001,819,670,1.3,309]
[2559,20,714,632,1.2,313]
[2560,20.100000000000001,584,654,1.3,312]
[2561,19.7,413,620,1.2,316]
[2562,19,229,402,1.3,317]
[2563,17.899999999999999,32,0,0.9,332]
[2564,16.899999999999999,0,0,1.2,336]
[2565,15.9,0,0,1,331]
[2566,14.9,0,0,1.2,324]
[2567,13.9,0,0,0.3,323]
[2568,13,0,0,0.1,320]
[2569,12.1,0,0,0.2,323]
[2570,11.2,0,0,0.3,318]
[2571,10.7,0,0,0.3,316]
[2572,10.199999999999999,0,0,0.5,315]
[2573,9.9,0,0,0.4,313]
[2574,9.8000000000000007,0,0,0.4,314]
[2575,10.199999999999999,55,52,0.2,316]
[2576,11,191,137,0.1,311]
[2577,11.9,326,133,0.6,313]
[2578,12.9,453,194,0.9,308]
[2579,13.7,512,167,1.3,310]
[2580,14.4,592,194,2.4,311]
[2581,15,659,270,3.4,308]
[2582,15.4,574,181,3.7,314]
[2583,15.5,494,162,2.9,314]
[2584,15.4,382,118,2.7,313]
[2585,15.1,265,83,2,310]
[2586,14.5,110,15,2.4,316]
[2587,13.7,6,0,1.8,328]
[2588,13.1,0,0,0.7,328]
[2589,12.6,0,0,0.8,323]
[2590,12,0,0,0.7,320]
[2591,11.4,0,0,0.4,316]
[2592,10.9,0,0,0.4,318]
[2593,10.7,0,0,0.4,316]
[2594,10.5,0,0,0.4,315]
[2595,10.4,0,0,0.4,316]
[2596,10.199999999999999,0,0,0.6,316]
[2597,10.199999999999999,0,0,0.6,317]
[2598,10.199999999999999,0,0,1.3,317]
[2599,10.4,32,0,0.9,315]
[2600,10.9,103,0,1.1000000000000001,315]
[2601,11.4,163,1,2.2000000000000002,329]
[2602,12.1,255,11,2.2000000000000002,315]
[2603,12.7,290,14,1.8,314]
[2604,13.2,332,13,2.2000000000000002,314]
[2605,13.5,316,11,2.4,318]
[2606,13.8,329,13,4.2,317]
[2607,14,323,18,4.4000000000000004,318]
[2608,14,233,9,3.4,322]
[2609,13.8,146,0,4.2,325]
[2610,13.4,67,0,3.9,327]
[2611,13,6,0,3.4,331]
[2612,12.8,0,0,1.8,332]
[2613,12.6,0,0,1.4,336]
[2614,12,0,0,1.3,347]
[2615,12.1,0,0,0.9,346]
[2616,12,0,0,1.2,349]
[2617,11.9,0,0,1.1000000000000001,348]
[2618,11.8,0,0,0.7,348]
[2619,11.8,0,0,1,344]
[2620,11.7,0,0,0.5,344]
[2621,11.5,0,0,0.6,346]
[2622,11.7,0,0,0.9,344]
[2623,11.9,8,0,0.7,348]
[2624,12.1,36,0,0.8,345]
[2625,12.7,109,0,1.3,342]
[2626,13,114,0,1.3,346]
[2627,13.6,236,2,1.6,344]
[2628,14.2,261,2,2.9,332]
[2629,14.8,345,15,3.9,329]
[2630,15.3,343,15,3.7,328]
[2631,15.7,344,24,3.9,325]
[2632,16,313,31,4.5999999999999996,323]
[2633,16,238,34,2.4,336]
[2634,15.2,100,0,1.6,354]
[2635,15.5,39,37,2.4,351]
[2636,15.1,0,0,2.2000000000000002,347]
[2637,14.4,0,0,3.2,342]
[2638,13.6,0,0,3.9,337]
[2639,12.9,0,0,4.8,332]
[2640,12.1,0,0,5.4,327]
[2641,11.2,0,0,4.8,321]
[2642,10.199999999999999,0,0,3.7,315]
[2643,9.6999999999999993,0,0,5.6,312]
[2644,9.1999999999999993,0,0,4.5999999999999996,311]
[2645,8.8000000000000007,0,0,3.2,305]
[2646,8.6999999999999993,0,0,3.9,305]
[2647,9.4,87,257,4.2,308]
[2648,10.7,267,533,3.9,299]
[2649,12.2,465,660,2.7,299]
[2650,13.6,636,697,4.2,296]
[2651,15,774,723,5.8,300]
[2652,16.2,856,721,4.8,297]
[2653,17.100000000000001,877,708,4.4000000000000004,295]
[2654,17.7,836,693,3.7,296]
[2655,18,759,746,5.2,298]
[2656,18,613,721,5.8,302]
[2657,17.600000000000001,429,646,6.8,305]
[2658,16.8,229,491,7.3,313]
[2659,15.7,61,266,7,315]
[2660,14.6,0,0,6.6,316]
[2661,13.8,0,0,5.2,313]
[2662,13,0,0,4.2,310]
[2663,12.2,0,0,3.2,308]
[2664,11.4,0,0,3.2,307]
[2665,10.9,0,0,2.2000000000000002,306]
[2666,10.5,0,0,1.6,303]
[2667,10.199999999999999,0,0,3.7,301]
[2668,10,0,0,4.5999999999999996,301]
[2669,9.8000000000000007,0,0,2.7,301]
[2670,9.8000000000000007,0,0,2.5,303]
[2671,10.6,90,293,2,306]
[2672,12.1,272,544,3,303]
[2673,13.7,469,659,2,302]
[2674,15.4,644,714,2.4,300]
[2675,16.899999999999999,774,712,3.4,303]
[2676,18.2,858,717,4.4000000000000004,306]
[2677,19.2,888,736,4.5999999999999996,309]
[2678,19.899999999999999,858,759,4.8,313]
[2679,20.3,761,745,4.8,317]
[2680,20.399999999999999,626,760,5.6,318]
[2681,20,441,689,5.2,320]
[2682,19.2,236,526,4.4000000000000004,322]
[2683,18,63,274,3.9,329]
[2684,16.899999999999999,0,0,3.7,331]
[2685,16.2,0,0,3.4,328]
[2686,15.4,0,0,2.2000000000000002,324]
[2687,14.7,0,0,1.7,324]
[2688,13.9,0,0,0.7,325]
[2689,13.4,0,0,0.5,321]
[2690,12.8,0,0,0.4,323]
[2691,12.4,0,0,0.6,318]
[2692,12.1,0,0,1.4,317]
[2693,11.9,0,0,1.3,316]
[2694,11.9,1,0,2,323]
[2695,12.6,89,281,3,325]
[2696,14.1,281,570,5,317]
[2697,15.6,467,644,5.8,319]
[2698,17.100000000000001,635,672,7.7,318]
[2699,18.5,755,641,8.4,322]
[2700,19.600000000000001,812,571,8.8000000000000007,324]
[2701,20.399999999999999,794,497,9.1,327]
[2702,20.9,732,445,8.8000000000000007,326]
[2703,21.1,637,411,12.2,324]
[2704,21,511,371,10.1,328]
[2705,20.5,346,291,9.5,333]
[2706,19.7,178,134,8.4,338]
[2707,18.7,42,25,8,341]
[2708,17.7,0,0,7.3,344]
[2709,16.7,0,0,8,340]
[2710,15.7,0,0,7.7,336]
[2711,14.6,0,0,6.6,330]
[2712,13.6,0,0,4.5999999999999996,325]
[2713,12.8,0,0,4.4000000000000004,323]
[2714,11.9,0,0,4.2,324]
[2715,11.4,0,0,5.8,320]
[2716,10.9,0,0,4.8,318]
[2717,10.5,0,0,2.4,317]
[2718,10.5,1,0,1.8,316]
[2719,11.2,90,268,2.7,319]
[2720,12.4,279,477,1.4,315]
[2721,13.4,365,215,2.7,320]
[2722,14.9,623,578,1.6,309]
[2723,16.100000000000001,734,582,2.5,311]
[2724,17,732,411,3.7,313]
[2725,17.7,760,435,5,313]
[2726,17.899999999999999,588,190,6.4,321]
[2727,17.899999999999999,539,210,7.3,321]
[2728,17.899999999999999,474,244,7,319]
[2729,17.399999999999999,314,142,7.3,322]
[2730,16.7,192,169,7.7,322]
[2731,15.8,45,49,6.1,334]
[2732,14.9,0,0,4.2,331]
[2733,14.4,0,0,3,330]
[2734,13.8,0,0,2.9,328]
[2735,13.2,0,0,3.4,323]
[2736,12.7,0,0,4.5999999999999996,318]
[2737,12.5,0,0,3.7,319]
[2738,12.4,0,0,2.4,319]
[2739,12.3,0,0,3.2,322]
[2740,12.3,0,0,2.7,320]
[2741,12.2,0,0,1.7,318]
[2742,12.2,1,0,1.4,318]
[2743,13.2,103,338,2.5,318]
[2744,14.8,294,605,2.9,312]
[2745,16.5,461,599,2.7,316]
[2746,18,612,572,2.9,313]
[2747,19.5,744,626,4.4000000000000004,313]
[2748,20.8,809,581,4.8,318]
[2749,21.7,819,553,4.8,317]
[2750,22.4,789,569,5.4,316]
[2751,22.8,694,538,3.9,318]
[2752,22.8,545,455,3,321]
[2753,22.3,378,397,3,325]
[2754,21.5,220,351,3.2,327]
[2755,20.5,61,169,4.5999999999999996,337]
[2756,19.399999999999999,0,0,3.2,334]
[2757,18.600000000000001,0,0,2.2000000000000002,335]
[2758,17.8,0,0,1.8,332]
[2759,16.899999999999999,0,0,0.9,330]
[2760,16.100000000000001,0,0,1.4,327]
[2761,15.4,0,0,3.9,326]
[2762,14.5,0,0,3.4,328]
[2763,14.1,0,0,4.5999999999999996,329]
[2764,13.6,0,0,5,327]
[2765,13.3,0,0,3.4,326]
[2766,13.3,0,0,2.7,324]
[2767,13.9,77,76,3.2,327]
[2768,14.9,220,154,4.2,324]
[2769,16.2,390,309,4.5999999999999996,323]
[2770,17.3,497,234,5.4,323]
[2771,18.2,583,216,6.8,323]
[2772,19,624,214,6.8,322]
[2773,19.7,663,285,7.3,321]
[2774,20.100000000000001,640,224,7.3,327]
[2775,20.399999999999999,599,303,7.3,326]
[2776,20.5,538,429,8.8000000000000007,322]
[2777,20.3,393,446,10.6,326]
[2778,19.8,237,438,9.5,325]
[2779,19,79,279,8,326]
[2780,18.100000000000001,0,0,7,330]
[2781,17.399999999999999,0,0,7.3,332]
[2782,16.8,0,0,6.4,330]
[2783,16.100000000000001,0,0,6.4,332]
[2784,15.5,0,0,5.2,335]
[2785,15.2,0,0,5.8,336]
[2786,15,0,0,5,336]
[2787,14.8,0,0,4.4000000000000004,339]
[2788,14.7,0,0,5,340]
[2789,14.7,0,0,2.7,341]
[2790,14.7,1,0,2.4,346]
[2791,15,30,0,4.4000000000000004,351]
[2792,15.1,24,0,3.2,355]
[2793,15.6,129,0,4.5999999999999996,346]
[2794,17,409,121,6.1,334]
[2795,18.600000000000001,602,280,6.1,331]
[2796,19.7,567,149,5.8,339]
[2797,20.8,694,302,5.4,333]
[2798,21.5,660,277,5.4,337]
[2799,22.2,669,470,6.6,331]
[2800,22.4,502,302,8,334]
[2801,22.1,286,110,8.4,343]
[2802,21.6,175,112,7.7,342]
[2803,20.9,52,53,8.4,346]
[2804,20.2,0,0,6.4,344]
[2805,19.399999999999999,0,0,5.4,342]
[2806,18.7,0,0,4.5999999999999996,340]
[2807,17.899999999999999,0,0,5,338]
[2808,17.100000000000001,0,0,4.2,337]
[2809,16.2,0,0,3,337]
[2810,15.3,0,0,2.5,333]
[2811,14.8,0,0,3.9,329]
[2812,14.3,0,0,3.9,328]
[2813,14,0,0,2.4,327]
[2814,13.9,1,0,0.8,328]
[2815,14.4,67,35,0.9,329]
[2816,15.3,219,166,1.1000000000000001,324]
[2817,16.5,437,401,2.9,319]
[2818,17.8,614,567,3.7,318]
[2819,18.899999999999999,723,517,3.2,319]
[2820,19.3,546,138,4.2,330]
[2821,19.100000000000001,294,27,6.1,342]
[2822,19.2,415,56,6.8,336]
[2823,19.899999999999999,879,715,5.8,309]
[2824,19.5,268,31,7,341]
[2825,19.100000000000001,242,60,6.4,339]
[2826,18.3,21,0,6.4,359]
[2827,17.600000000000001,6,0,6.8,357]
[2828,16.899999999999999,0,0,7.3,351]
[2829,16.2,0,0,7.3,347]
[2830,15.5,0,0,6.1,342]
[2831,14.8,0,0,3.2,338]
[2832,14,0,0,2.9,337]
[2833,13.6,0,0,2.9,333]
[2834,13.2,0,0,3.2,331]
[2835,12.9,0,0,5,326]
[2836,12.7,0,0,4.8,327]
[2837,12.5,0,0,2.4,325]
[2838,12.5,6,0,1.4,323]
[2839,13.5,114,370,1.4,322]
[2840,14.9,303,553,2.2000000000000002,320]
[2841,16.7,562,766,1.6,315]
[2842,18.100000000000001,641,564,1.7,320]
[2843,18.8,572,223,1.6,334]
[2844,19.5,667,276,2.5,333]
[2845,19.5,420,48,3.2,347]
[2846,19.5,450,39,2.2000000000000002,343]
[2847,19.600000000000001,467,115,2.4,339]
[2848,19.3,313,28,3.2,343]
[2849,18.7,209,14,3.9,344]
[2850,18.100000000000001,146,53,3.7,346]
[2851,17.3,29,0,3.4,356]
[2852,16.600000000000001,0,0,2.7,351]
[2853,15.6,0,0,2.2000000000000002,346]
[2854,14.7,0,0,1.7,344]
[2855,13.7,0,0,1.3,338]
[2856,12.8,0,0,2,334]
[2857,12,0,0,3.4,330]
[2858,11.2,0,0,4.4000000000000004,327]
[2859,10.7,0,0,4.8,321]
[2860,10.199999999999999,0,0,4.8,317]
[2861,9.9,0,0,2.2000000000000002,313]
[2862,9.8000000000000007,2,0,1.6,311]
[2863,10.9,121,399,2,317]
[2864,12.3,315,635,2.2000000000000002,317]
[2865,14,516,746,2.9,317]
[2866,15.6,697,816,3.9,314]
[2867,17,835,837,3.9,315]
[2868,18.3,917,843,4.8,317]
[2869,19.2,944,855,5.2,318]
[2870,19.899999999999999,909,861,5.2,319]
[2871,20.2,813,859,5,320]
[2872,20.2,664,833,4.2,321]
[2873,19.8,475,769,4.8,322]
[2874,18.899999999999999,270,619,3.9,326]
[2875,17.7,82,343,4.4000000000000004,334]
[2876,16.5,0,0,3.7,336]
[2877,16.3,0,0,2.7,342]
[2878,16.100000000000001,0,0,1.6,341]
[2879,15.9,0,0,2,342]
[2880,15.6,0,0,2.7,343]
[2881,15.7,0,0,4,368]
[2882,16.100000000000001,0,0,3.1,371]
[2883,16.399999999999999,0,0,1.9,370]
[2884,16.7,0,0,1.4,375]
[2885,16.899999999999999,0,0,1.2,376]
[2886,17,1,0,1.5,376]
[2887,17.100000000000001,11,0,2.2999999999999998,377]
[2888,17.399999999999999,52,0,2,372]
[2889,17.7,82,0,3.1,373]
[2890,18.399999999999999,187,4,4,371]
[2891,19.3,295,12,5.6,354]
[2892,20.100000000000001,388,24,5.8,367]
[2893,21.3,582,184,4.4000000000000004,345]
[2894,20.7,344,17,4.5999999999999996,370]
[2895,21.3,231,2,6.2,391]
[2896,21.6,190,2,4.7,389]
[2897,21.3,57,0,5.8,397]
[2898,20.9,24,0,4,396]
[2899,20.399999999999999,7,0,3.8,394]
[2900,20.2,0,0,3.1,392]
[2901,19.8,0,0,2.5,389]
[2902,19.399999999999999,0,0,3.5,386]
[2903,18.899999999999999,0,0,3.7,383]
[2904,18.5,0,0,4,380]
[2905,17.600000000000001,0,0,3.2,375]
[2906,16.7,0,0,3.7,369]
[2907,16.100000000000001,0,0,4.4000000000000004,365]
[2908,15.6,0,0,3.5,362]
[2909,15.2,0,0,1.6,361]
[2910,15.2,3,0,1.5,362]
[2911,16.2,126,242,1.9,336]
[2912,17.5,321,635,3.1,336]
[2913,19,525,759,4,333]
[2914,20.5,704,820,4.3,332]
[2915,21.8,840,839,4,334]
[2916,23,929,865,4.7,334]
[2917,23.8,952,866,4.4000000000000004,337]
[2918,24.4,916,870,3.5,337]
[2919,24.8,825,881,2.7,337]
[2920,24.8,685,884,2.7,337]
[2921,24.4,492,824,2.5,341]
[2922,23.6,283,671,2.9,344]
[2923,22.6,90,358,1.6,350]
[2924,21.4,0,0,0.8,355]
[2925,20.5,0,0,0.8,359]
[2926,19.5,0,0,0.9,354]
[2927,18.5,0,0,0.5,355]
[2928,17.600000000000001,0,0,0.8,353]
[2929,17,0,0,0.9,354]
[2930,16.399999999999999,0,0,1.1000000000000001,358]
[2931,16.100000000000001,0,0,1.7,359]
[2932,15.8,0,0,1.7,361]
[2933,15.6,0,0,1.1000000000000001,362]
[2934,15.6,3,0,0.9,362]
[2935,16.5,118,207,0.5,339]
[2936,17.8,283,400,0.2,336]
[2937,19.2,459,484,0.2,343]
[2938,20.6,626,562,0.2,339]
[2939,21.9,760,611,0.8,340]
[2940,23,846,599,1.3,344]
[2941,23.9,870,605,1.6,340]
[2942,24.5,817,590,2,341]
[2943,24.8,745,620,2.7,338]
[2944,24.9,621,657,1,336]
[2945,24.6,460,680,1.1000000000000001,338]
[2946,23.9,267,573,0.9,340]
[2947,23,90,371,0.7,346]
[2948,21.9,1,0,0.4,351]
[2949,20.9,0,0,0.4,353]
[2950,19.899999999999999,0,0,0.3,351]
[2951,18.899999999999999,0,0,0.3,352]
[2952,17.899999999999999,0,0,0.4,351]
[2953,17.2,0,0,0.8,354]
[2954,16.3,0,0,0.8,354]
[2955,15.9,0,0,1.2,353]
[2956,15.5,0,0,1.3,351]
[2957,15.1,0,0,0.9,353]
[2958,15.1,3,0,1.4,352]
[2959,16.100000000000001,132,250,1.3,332]
[2960,17.5,322,610,1.3,325]
[2961,19,516,714,1.5,323]
[2962,20.399999999999999,684,730,3.2,318]
[2963,21.7,812,730,3.7,320]
[2964,22.8,889,724,2.9,321]
[2965,23.6,909,719,3.4,323]
[2966,24.2,875,731,4.3,327]
[2967,24.5,786,744,4,327]
[2968,24.5,644,734,3.8,327]
[2969,24.1,466,696,4,328]
[2970,23.4,268,561,3.8,329]
[2971,22.3,87,275,4.4000000000000004,337]
[2972,21.3,0,0,3.4,338]
[2973,20.3,0,0,2.2999999999999998,340]
[2974,19.399999999999999,0,0,1.1000000000000001,345]
[2975,18.5,0,0,1.1000000000000001,346]
[2976,17.600000000000001,0,0,0.7,344]
[2977,17,0,0,0.6,347]
[2978,16.399999999999999,0,0,0.5,348]
[2979,16.100000000000001,0,0,0.8,346]
[2980,15.7,0,0,0.4,348]
[2981,15.5,0,0,0.3,354]
[2982,15.5,4,0,0.1,360]
[2983,16.600000000000001,136,262,0.3,336]
[2984,18.100000000000001,330,641,0.1,330]
[2985,19.7,526,741,0.1,327]
[2986,21.2,701,783,0.1,320]
[2987,22.6,822,757,0.2,321]
[2988,23.7,906,774,0.4,323]
[2989,24.6,931,785,0.8,324]
[2990,25.3,897,797,0.5,325]
[2991,25.6,802,793,0.8,328]
[2992,25.6,657,773,1,331]
[2993,25.3,475,717,1.6,335]
[2994,24.5,273,579,1.5,341]
[2995,23.4,90,342,1.1000000000000001,348]
[2996,22.3,0,0,0.8,349]
[2997,21.3,0,0,0.8,349]
[2998,20.399999999999999,0,0,0.6,351]
[2999,19.5,0,0,1,349]
[3000,18.600000000000001,0,0,1.3,349]
[3001,17.899999999999999,0,0,1.4,353]
[3002,17.3,0,0,0.8,354]
[3003,16.899999999999999,0,0,1,354]
[3004,16.5,0,0,0.9,353]
[3005,16.3,0,0,0.8,353]
[3006,16.3,4,0,0.9,358]
[3007,17.399999999999999,135,266,0.6,337]
[3008,18.8,324,588,0.6,333]
[3009,20.3,513,679,1,331]
[3010,21.7,676,687,1.2,328]
[3011,23,800,675,1.4,328]
[3012,24.1,874,662,1.6,327]
[3013,25,892,652,2.2999999999999998,328]
[3014,25.5,857,659,4,330]
[3015,25.8,767,667,4.9000000000000004,331]
[3016,25.9,630,669,3.8,333]
[3017,25.5,456,635,3.1,332]
[3018,24.7,265,526,3.7,333]
[3019,23.7,88,281,5.0999999999999996,338]
[3020,22.7,0,0,6,342]
[3021,21.5,0,0,2.9,351]
[3022,20.3,0,0,2.2999999999999998,355]
[3023,19.100000000000001,0,0,1.4,353]
[3024,18,0,0,1.7,351]
[3025,17.100000000000001,0,0,2.2999999999999998,353]
[3026,16.100000000000001,0,0,2.7,354]
[3027,15.6,0,0,3.4,355]
[3028,15,0,0,3.4,351]
[3029,14.7,0,0,1.9,348]
[3030,14.7,5,0,1.2,348]
[3031,15.7,142,273,2.2999999999999998,324]
[3032,17.100000000000001,338,659,1.5,320]
[3033,18.600000000000001,536,762,2,315]
[3034,20,710,798,2.7,315]
[3035,21.3,841,807,3.8,314]
[3036,22.4,919,804,4.9000000000000004,317]
[3037,23.3,939,800,4.5999999999999996,315]
[3038,23.8,901,800,5.8,317]
[3039,24.1,806,794,4.9000000000000004,318]
[3040,24.1,661,773,5.6,321]
[3041,23.7,476,703,5.0999999999999996,324]
[3042,22.9,275,566,4.5999999999999996,327]
[3043,21.9,91,303,4.7,333]
[3044,20.8,0,0,3.8,335]
[3045,19.7,0,0,3.7,335]
[3046,18.600000000000001,0,0,2.9,333]
[3047,17.5,0,0,1.9,329]
[3048,16.399999999999999,0,0,1.2,330]
[3049,15.7,0,0,1.5,336]
[3050,15,0,0,2.2999999999999998,339]
[3051,14.6,0,0,4.5999999999999996,342]
[3052,14.2,0,0,3.4,344]
[3053,13.9,0,0,2.5,344]
[3054,13.9,5,0,2.2999999999999998,345]
[3055,15,132,226,2.5,325]
[3056,16.3,313,515,3.4,323]
[3057,17.7,497,591,4,317]
[3058,19.100000000000001,652,587,4.4000000000000004,313]
[3059,20.3,775,620,3.7,315]
[3060,21.4,842,629,3.1,316]
[3061,22.2,863,627,4,315]
[3062,22.7,823,582,4.4000000000000004,320]
[3063,23,736,604,4,320]
[3064,23,602,564,3.7,324]
[3065,22.6,433,514,4.3,327]
[3066,21.9,250,420,5.0999999999999996,331]
[3067,20.9,84,216,5.8,337]
[3068,19.899999999999999,0,0,5.0999999999999996,334]
[3069,18.8,0,0,4.9000000000000004,339]
[3070,17.7,0,0,4.7,341]
[3071,16.600000000000001,0,0,4.3,342]
[3072,15.5,0,0,3.7,340]
[3073,14.7,0,0,5.0999999999999996,339]
[3074,13.8,0,0,4.3,338]
[3075,13.3,0,0,3.7,340]
[3076,12.9,0,0,3.7,339]
[3077,12.5,0,0,2.9,344]
[3078,12.6,6,0,2.2000000000000002,344]
[3079,13.7,147,278,2.5,323]
[3080,15.2,341,650,1.9,319]
[3081,16.7,536,742,2,310]
[3082,18.2,707,775,2.7,309]
[3083,19.600000000000001,841,793,3.5,311]
[3084,20.7,923,806,3.8,311]
[3085,21.7,954,834,4.7,313]
[3086,22.3,924,857,5.3,313]
[3087,22.7,835,873,5.8,312]
[3088,22.7,690,861,7.6,312]
[3089,22.3,509,830,9.3000000000000007,315]
[3090,21.6,301,699,7,317]
[3091,20.5,108,439,5.6,326]
[3092,19.3,1,0,4.5999999999999996,326]
[3093,18.3,0,0,4,332]
[3094,17.3,0,0,3.4,331]
[3095,16.3,0,0,2.5,333]
[3096,15.3,0,0,1.4,332]
[3097,14.7,0,0,1.6,331]
[3098,14,0,0,1.6,328]
[3099,13.7,0,0,4.3,331]
[3100,13.3,0,0,3.8,332]
[3101,13.1,0,0,1.4,332]
[3102,13.2,11,0,1.1000000000000001,330]
[3103,13.8,108,131,1.5,321]
[3104,15.3,379,685,1.4,307]
[3105,16.7,584,831,2.2999999999999998,307]
[3106,17.8,709,720,3.1,307]
[3107,19.2,949,919,4.3,299]
[3108,20.3,1051,909,4.3,301]
[3109,20.5,707,267,5.0999999999999996,321]
[3110,20.3,487,77,4.5999999999999996,330]
[3111,20.2,534,194,6,325]
[3112,19.2,94,0,6.2,350]
[3113,18.3,42,0,5.8,348]
[3114,17.5,25,0,4.9000000000000004,343]
[3115,16.7,9,0,3.7,347]
[3116,16.100000000000001,0,0,2,347]
[3117,16,0,0,1.7,348]
[3118,15.9,0,0,1.1000000000000001,350]
[3119,15.7,0,0,1.3,353]
[3120,15.6,0,0,1.1000000000000001,354]
[3121,15.7,0,0,0.8,365]
[3122,15.8,0,0,1.5,370]
[3123,15.9,0,0,1,370]
[3124,15.9,0,0,2,370]
[3125,16,0,0,2.7,371]
[3126,16,2,0,2.7,371]
[3127,16.5,51,0,2.9,361]
[3128,17.399999999999999,168,23,2.9,340]
[3129,18.399999999999999,278,33,2.9,336]
[3130,19.399999999999999,358,36,3.4,333]
[3131,20.100000000000001,397,27,3.8,340]
[3132,20.6,386,17,4,346]
[3133,21,386,16,5.3,350]
[3134,21.4,419,25,5.6,352]
[3135,21.6,367,29,5.3,354]
[3136,21.5,308,25,5.0999999999999996,369]
[3137,21.2,231,18,5.3,382]
[3138,21.1,109,0,4,385]
[3139,20.6,40,0,3.7,371]
[3140,20,1,0,4.3,355]
[3141,19.2,0,0,4,352]
[3142,18.399999999999999,0,0,4,346]
[3143,17.600000000000001,0,0,4.3,347]
[3144,16.8,0,0,3.7,346]
[3145,15.9,0,0,2.7,349]
[3146,14.9,0,0,2.2000000000000002,342]
[3147,14.4,0,0,2.2000000000000002,337]
[3148,13.8,0,0,2.2999999999999998,337]
[3149,13.5,0,0,1.6,333]
[3150,13.4,5,0,1.5,332]
[3151,13.9,82,24,1.9,324]
[3152,14.7,208,70,2.9,321]
[3153,15.5,349,133,2.5,318]
[3154,16.2,420,96,2.2999999999999998,320]
[3155,16.899999999999999,504,114,1.2,321]
[3156,17.3,522,78,1.1000000000000001,321]
[3157,17.7,511,65,1.2,320]
[3158,17.899999999999999,522,98,1.9,321]
[3159,18,485,102,1.7,319]
[3160,18,393,83,2.2999999999999998,321]
[3161,17.7,284,64,2,322]
[3162,17.3,164,46,3.5,327]
[3163,16.7,67,38,1.7,332]
[3164,16,1,0,2.9,333]
[3165,15.6,0,0,3.2,336]
[3166,15.2,0,0,3.2,335]
[3167,14.8,0,0,3.7,337]
[3168,14.4,0,0,4.7,342]
[3169,14.4,0,0,4,342]
[3170,14.5,0,0,3.5,339]
[3171,14.5,0,0,4.5999999999999996,337]
[3172,14.5,0,0,5.8,338]
[3173,14.5,0,0,7,336]
[3174,14.7,11,0,7,338]
[3175,15.7,99,76,6.2,332]
[3176,16.7,209,82,6.3,331]
[3177,17.2,197,7,5.3,339]
[3178,17.8,281,26,6.2,333]
[3179,19.8,723,406,5.6,315]
[3180,20.399999999999999,472,105,6,330]
[3181,20.3,264,6,4.7,343]
[3182,20.5,357,21,3.7,340]
[3183,20.5,310,16,4.3,343]
[3184,20.8,430,152,3.5,332]
[3185,21.2,531,683,3.1,315]
[3186,21.1,317,706,5.3,324]
[3187,20.6,116,443,5.3,332]
[3188,19.899999999999999,4,0,5.8,335]
[3189,19.2,0,0,4.3,342]
[3190,18.5,0,0,4,345]
[3191,17.899999999999999,0,0,4,346]
[3192,17.2,0,0,4.3,349]
[3193,16.7,0,0,4.5999999999999996,349]
[3194,16,0,0,4.7,354]
[3195,15.7,0,0,4.3,357]
[3196,15.3,0,0,3.7,360]
[3197,15,0,0,4.7,362]
[3198,15,3,0,4.9000000000000004,361]
[3199,15.6,80,14,4.4000000000000004,347]
[3200,16.2,181,24,3.2,345]
[3201,17,301,71,2.2999999999999998,342]
[3202,17.7,375,42,3.4,342]
[3203,18.3,443,50,3.7,343]
[3204,18.8,484,39,4,341]
[3205,19.100000000000001,455,28,5.3,339]
[3206,19.3,444,53,4.9000000000000004,338]
[3207,19.399999999999999,416,46,5.0999999999999996,342]
[3208,19.399999999999999,337,31,4.5999999999999996,341]
[3209,19.100000000000001,216,12,4.7,345]
[3210,18.7,111,0,6.7,348]
[3211,18.100000000000001,31,0,7,355]
[3212,17.5,1,0,6.5,356]
[3213,17.3,0,0,7.6,355]
[3214,17,0,0,12,360]
[3215,16.7,0,0,10.6,366]
[3216,16.399999999999999,0,0,11.5,368]
[3217,16.5,0,0,11.5,369]
[3218,16.5,0,0,10,369]
[3219,16.5,0,0,11,370]
[3220,16.600000000000001,0,0,9,370]
[3221,16.600000000000001,0,0,9.3000000000000007,371]
[3222,16.7,5,0,9,372]
[3223,17.399999999999999,82,17,9.6999999999999993,360]
[3224,18.3,188,28,13.4,343]
[3225,19.3,293,45,12.7,342]
[3226,20.2,364,32,12.7,340]
[3227,20.9,396,32,11,341]
[3228,21.4,435,46,9.6999999999999993,342]
[3229,21.9,444,45,8.5,340]
[3230,22.3,458,33,6.7,337]
[3231,22.6,459,90,7.3,344]
[3232,22.7,372,74,7.3,348]
[3233,22.6,260,30,6.7,348]
[3234,22.1,132,6,6.3,351]
[3235,21.5,48,0,8.1,355]
[3236,20.9,1,0,6.7,349]
[3237,20.399999999999999,0,0,6.5,348]
[3238,19.8,0,0,5.8,344]
[3239,19.3,0,0,6.5,349]
[3240,18.7,0,0,6,347]
[3241,18.2,0,0,6.5,346]
[3242,17.600000000000001,0,0,7.6,347]
[3243,17.3,0,0,7,353]
[3244,17.100000000000001,0,0,7,354]
[3245,16.899999999999999,0,0,7.3,354]
[3246,17.100000000000001,15,0,9.5,354]
[3247,17.399999999999999,55,0,8.1,361]
[3248,17.5,41,0,8.5,367]
[3249,18.100000000000001,187,8,7.6,357]
[3250,18,59,0,10.6,367]
[3251,18.3,149,1,10.6,362]
[3252,19.100000000000001,440,79,16.899999999999999,348]
[3253,20.3,728,288,14.6,336]
[3254,20.8,443,86,13.4,346]
[3255,21.6,727,491,11,325]
[3256,22.1,590,482,12,327]
[3257,22.3,490,563,11.5,325]
[3258,22,197,131,12,337]
[3259,21.5,50,0,10,348]
[3260,20.9,2,0,7,347]
[3261,20.2,0,0,8.1,351]
[3262,19.399999999999999,0,0,5.8,349]
[3263,18.7,0,0,6.7,349]
[3264,18,0,0,7.6,352]
[3265,17.3,0,0,9.5,351]
[3266,16.5,0,0,6.5,354]
[3267,16.100000000000001,0,0,9.3000000000000007,349]
[3268,15.7,0,0,8.1,346]
[3269,15.5,0,0,5.3,349]
[3270,15.5,7,0,4.7,351]
[3271,16.3,108,96,5.0999999999999996,338]
[3272,17.2,241,115,5.8,331]
[3273,18.399999999999999,415,242,5.3,331]
[3274,19.5,531,200,5.3,332]
[3275,20.399999999999999,629,235,7.6,329]
[3276,21.2,674,284,9,330]
[3277,21.7,671,189,7.3,332]
[3278,22.2,671,223,8.5,328]
[3279,22.3,582,229,8.1,330]
[3280,22.3,472,165,7.6,334]
[3281,22,344,127,6.3,336]
[3282,21.4,207,111,6.2,337]
[3283,20.7,72,41,6,343]
[3284,19.8,1,0,5.6,343]
[3285,19,0,0,5.8,347]
[3286,18.2,0,0,3.1,343]
[3287,17.399999999999999,0,0,2.5,342]
[3288,16.600000000000001,0,0,3.4,344]
[3289,16.100000000000001,0,0,1.7,343]
[3290,15.5,0,0,1.7,343]
[3291,15.2,0,0,1.7,349]
[3292,14.9,0,0,1.7,350]
[3293,14.7,0,0,1.3,350]
[3294,14.8,7,0,1.2,353]
[3295,15.7,122,154,1.2,336]
[3296,16.899999999999999,283,289,1.2,332]
[3297,18.2,442,343,2.9,333]
[3298,19.3,561,305,3.7,331]
[3299,20.399999999999999,661,311,4.7,334]
[3300,21.2,679,216,6.7,333]
[3301,21.7,689,280,6.7,329]
[3302,22.1,664,286,9.6999999999999993,328]
[3303,22.3,583,202,8.1,332]
[3304,22.3,473,164,7,332]
[3305,21.9,348,132,6.3,336]
[3306,21.3,202,98,6,337]
[3307,20.5,80,59,4.9000000000000004,339]
[3308,19.600000000000001,1,0,4,341]
[3309,18.899999999999999,0,0,3.4,342]
[3310,18.100000000000001,0,0,4.5999999999999996,341]
[3311,17.3,0,0,4.3,339]
[3312,16.5,0,0,3.8,338]
[3313,16,0,0,3.7,333]
[3314,15.4,0,0,2.5,331]
[3315,15.1,0,0,3.4,334]
[3316,14.8,0,0,2.2000000000000002,338]
[3317,14.6,0,0,1.9,340]
[3318,14.7,10,0,2.2000000000000002,341]
[3319,15.8,149,265,2.2999999999999998,324]
[3320,17.3,335,517,3.1,323]
[3321,18.8,517,592,2.2999999999999998,322]
[3322,20.2,670,582,3.2,317]
[3323,21.4,783,596,3.2,320]
[3324,22.4,818,553,2.5,325]
[3325,23.1,833,543,3.4,327]
[3326,23.7,824,591,3.8,330]
[3327,24,744,581,4.5999999999999996,334]
[3328,24,630,590,6.3,335]
[3329,23.6,459,525,5.8,341]
[3330,22.9,283,466,6,343]
[3331,21.9,110,317,3.4,347]
[3332,20.8,1,0,2.5,350]
[3333,20.3,0,0,2.2999999999999998,355]
[3334,19.8,0,0,1.9,358]
[3335,19.3,0,0,1.7,359]
[3336,18.8,0,0,1.3,358]
[3337,18.7,0,0,0.9,353]
[3338,18.5,0,0,0.8,354]
[3339,18.399999999999999,0,0,0.9,353]
[3340,18.399999999999999,0,0,0.6,355]
[3341,18.3,0,0,0.4,361]
[3342,18.5,12,0,0.8,370]
[3343,19.899999999999999,163,277,0.3,353]
[3344,21.4,350,580,0.3,352]
[3345,23,527,630,0.6,352]
[3346,24.5,681,623,1,351]
[3347,25.8,776,550,0.8,354]
[3348,27,869,577,2.2000000000000002,355]
[3349,27.8,865,567,2.2000000000000002,355]
[3350,28.4,800,549,2.7,362]
[3351,28.6,718,525,2.2999999999999998,361]
[3352,28.7,593,480,1.9,366]
[3353,28.3,453,488,2.9,368]
[3354,27.6,282,480,2.2999999999999998,372]
[3355,26.6,108,293,2.9,377]
[3356,25.6,2,0,3.5,376]
[3357,24.8,0,0,1.9,377]
[3358,24,0,0,1.2,377]
[3359,23.2,0,0,1.1000000000000001,381]
[3360,22.4,0,0,0.8,381]
[3361,21.7,0,0,1,379]
[3362,20.9,0,0,1.4,381]
[3363,20.5,0,0,1.7,382]
[3364,20.100000000000001,0,0,2.7,377]
[3365,19.899999999999999,0,0,1.6,381]
[3366,20,13,0,2.5,386]
[3367,21.2,192,399,2,357]
[3368,22.6,395,768,1.7,352]
[3369,23.9,601,852,2,352]
[3370,25.2,755,834,3.1,349]
[3371,26.3,896,754,2,343]
[3372,26,382,48,2.7,373]
[3373,25.7,387,16,2.5,376]
[3374,25.6,421,34,4.5999999999999996,375]
[3375,25.5,414,36,5.3,370]
[3376,25.1,295,17,6,371]
[3377,24.6,201,7,4.9000000000000004,370]
[3378,24,131,5,4.3,373]
[3379,23.4,53,0,2.9,373]
[3380,22.8,1,0,2.2000000000000002,386]
[3381,21.9,0,0,2,380]
[3382,21,0,0,1.9,377]
[3383,20.100000000000001,0,0,1.9,373]
[3384,19.100000000000001,0,0,2.5,370]
[3385,18.5,0,0,3.1,371]
[3386,17.7,0,0,3.2,367]
[3387,17.3,0,0,4.9000000000000004,367]
[3388,16.8,0,0,3.8,364]
[3389,16.5,0,0,3.4,359]
[3390,16.7,13,0,3.5,356]
[3391,18,178,339,4,331]
[3392,19.600000000000001,379,720,3.8,324]
[3393,21.2,578,815,4.9000000000000004,324]
[3394,22.7,747,837,4.9000000000000004,320]
[3395,24.1,879,855,6.7,320]
[3396,25.3,960,865,9.5,323]
[3397,26.2,983,869,10.199999999999999,322]
[3398,26.8,941,856,8.5,325]
[3399,27.1,847,851,9.6999999999999993,325]
[3400,27.1,704,836,7.3,324]
[3401,26.7,519,778,7.6,329]
[3402,25.8,319,663,6.7,335]
[3403,24.7,126,252,7.3,345]
[3404,23.5,3,0,5.6,373]
[3405,22.7,0,0,4.4000000000000004,376]
[3406,21.9,0,0,2.7,373]
[3407,21.2,0,0,2.9,368]
[3408,20.399999999999999,0,0,2.9,369]
[3409,20.100000000000001,0,0,4,363]
[3410,19.7,0,0,4,365]
[3411,19.5,0,0,5.0999999999999996,361]
[3412,19.399999999999999,0,0,6,359]
[3413,19.2,0,0,6.5,360]
[3414,19.600000000000001,18,0,6.5,363]
[3415,20.100000000000001,79,0,6.3,360]
[3416,20.9,176,22,6.3,360]
[3417,22.1,355,136,7.6,350]
[3418,22.7,305,21,8.1,357]
[3419,22.8,237,6,7.6,364]
[3420,23.1,301,14,7.3,361]
[3421,23.4,356,26,6.7,357]
[3422,24,551,151,6.7,350]
[3423,25,777,524,5.3,341]
[3424,25.1,408,116,6,357]
[3425,25.4,539,668,6,342]
[3426,25.3,285,412,8.5,350]
[3427,24.8,141,316,7,350]
[3428,24.1,4,0,8.1,378]
[3429,23.3,0,0,9,373]
[3430,22.4,0,0,8.5,373]
[3431,21.5,0,0,7.3,372]
[3432,20.7,0,0,5.6,367]
[3433,19.899999999999999,0,0,5.0999999999999996,366]
[3434,19.100000000000001,0,0,8.1,367]
[3435,18.7,0,0,14.6,363]
[3436,18.3,0,0,10.6,358]
[3437,18,0,0,10,357]
[3438,18.100000000000001,15,0,10.6,356]
[3439,19.399999999999999,200,408,10.199999999999999,331]
[3440,20.9,441,842,7,321]
[3441,22.4,658,949,8.1,323]
[3442,23.7,838,986,8.5,319]
[3443,25,989,833,8.1,321]
[3444,24.7,459,89,8.1,350]
[3445,24.5,465,51,6.5,353]
[3446,24.3,448,52,9,351]
[3447,24,396,29,8.5,349]
[3448,23.5,296,17,8.5,351]
[3449,23,199,7,8.5,355]
[3450,22.3,123,0,9,353]
[3451,21.6,44,0,7.6,357]
[3452,20.9,1,0,5.6,365]
[3453,20.2,0,0,5.0999999999999996,367]
[3454,19.5,0,0,3.2,368]
[3455,18.8,0,0,2.2999999999999998,367]
[3456,18.100000000000001,0,0,2,366]
[3457,17.7,0,0,2.5,365]
[3458,17.2,0,0,1.5,359]
[3459,16.899999999999999,0,0,2.2999999999999998,356]
[3460,16.7,0,0,2,354]
[3461,16.5,0,0,0.7,354]
[3462,16.7,14,0,1.1000000000000001,354]
[3463,18,163,298,1.1000000000000001,340]
[3464,19.399999999999999,334,451,0.9,338]
[3465,20.8,502,517,2,337]
[3466,22.3,670,581,2.5,331]
[3467,23.5,770,556,2.5,332]
[3468,24.5,835,567,2.5,333]
[3469,25.3,847,551,2.9,335]
[3470,25.9,820,571,4.9000000000000004,338]
[3471,26.2,728,534,5.3,340]
[3472,26.2,597,471,6.5,341]
[3473,25.8,448,465,5.8,348]
[3474,25.1,264,340,5.6,356]
[3475,24.1,104,163,4.9000000000000004,363]
[3476,23,1,0,3.4,389]
[3477,22,0,0,2.2000000000000002,389]
[3478,21,0,0,1.3,380]
[3479,20,0,0,1.5,374]
[3480,19,0,0,1.5,372]
[3481,18.2,0,0,1.9,371]
[3482,17.3,0,0,1.6,365]
[3483,16.8,0,0,3.4,358]
[3484,16.399999999999999,0,0,2,357]
[3485,16,0,0,0.7,350]
[3486,16.3,18,0,0.7,353]
[3487,17.8,204,412,0.7,333]
[3488,19.5,414,842,0.9,329]
[3489,21.2,621,918,1.3,327]
[3490,22.8,798,947,2.7,325]
[3491,24.2,929,954,3.5,328]
[3492,25.4,1009,959,4.5999999999999996,335]
[3493,26.3,1032,959,5.6,332]
[3494,26.9,994,959,6.7,331]
[3495,27.2,895,946,6,330]
[3496,27.2,746,928,7.6,331]
[3497,26.8,559,886,8.5,332]
[3498,26,349,779,7,333]
[3499,24.8,146,320,5.6,341]
[3500,23.5,4,0,4.9000000000000004,369]
[3501,22.4,0,0,3.8,375]
[3502,21.4,0,0,3.1,376]
[3503,20.3,0,0,2,377]
[3504,19.2,0,0,3.2,374]
[3505,18.600000000000001,0,0,2.9,373]
[3506,18,0,0,2.2000000000000002,376]
[3507,17.600000000000001,0,0,2.9,376]
[3508,17.2,0,0,2.9,370]
[3509,17,0,0,2.5,367]
[3510,17.2,16,0,2.7,364]
[3511,18.600000000000001,183,338,2.9,341]
[3512,20.2,375,668,2.9,332]
[3513,21.8,570,764,2.9,336]
[3514,23.3,734,779,3.8,334]
[3515,24.7,862,790,4.4000000000000004,332]
[3516,25.9,935,779,4.4000000000000004,333]
[3517,26.8,954,771,6.2,334]
[3518,27.4,924,792,7.3,333]
[3519,27.7,842,818,9,336]
[3520,27.8,711,834,7.6,337]
[3521,27.4,536,812,7,338]
[3522,26.7,340,730,4.4000000000000004,340]
[3523,25.6,144,309,3.2,352]
[3524,24.4,6,0,3.1,379]
[3525,23.3,0,0,3.2,386]
[3526,22.3,0,0,2.9,384]
[3527,21.3,0,0,2,380]
[3528,20.3,0,0,1.4,379]
[3529,19.7,0,0,2.5,379]
[3530,19,0,0,1.9,374]
[3531,18.600000000000001,0,0,1.9,370]
[3532,18.3,0,0,1.5,370]
[3533,18,0,0,1.3,368]
[3534,18.2,16,0,2.2999999999999998,373]
[3535,19.600000000000001,177,298,3.5,357]
[3536,21,370,638,2.2999999999999998,353]
[3537,22.6,557,712,2.2999999999999998,352]
[3538,24,723,739,2.2999999999999998,348]
[3539,25.3,857,770,3.4,351]
[3540,26.5,928,754,3.2,354]
[3541,27.3,945,738,2.7,357]
[3542,27.9,916,763,2.2999999999999998,354]
[3543,28.2,820,742,3.2,355]
[3544,28.3,686,743,3.1,354]
[3545,27.9,510,701,3.2,353]
[3546,27.2,321,610,1.9,356]
[3547,26.2,138,272,0.8,356]
[3548,25.1,5,0,0.5,378]
[3549,24,0,0,0.2,384]
[3550,22.8,0,0,0.1,384]
[3551,21.7,0,0,0,383]
[3552,20.5,0,0,0.2,381]
[3553,19.600000000000001,0,0,0.6,381]
[3554,18.600000000000001,0,0,0.3,378]
[3555,18,0,0,0.5,373]
[3556,17.5,0,0,0.6,373]
[3557,17.100000000000001,0,0,0.4,368]
[3558,17.2,17,0,0.3,372]
[3559,18.399999999999999,169,311,0.6,350]
[3560,19.8,353,551,0.5,344]
[3561,21.1,520,562,1,344]
[3562,22.3,676,575,1.4,339]
[3563,23.4,775,533,2,340]
[3564,24.5,889,611,2,337]
[3565,25.2,906,613,2.9,334]
[3566,25.8,861,589,2.5,338]
[3567,26,758,584,3.5,336]
[3568,25.9,640,594,3.7,340]
[3569,25.6,465,517,5.0999999999999996,346]
[3570,24.8,285,410,4,348]
[3571,23.8,113,152,3.4,350]
[3572,22.7,2,0,2,373]
[3573,21.8,0,0,1.9,370]
[3574,20.9,0,0,2.9,367]
[3575,20,0,0,1.7,366]
[3576,19.100000000000001,0,0,2.5,362]
[3577,18.7,0,0,2.9,361]
[3578,18.2,0,0,2,360]
[3579,18,0,0,2.2999999999999998,359]
[3580,17.7,0,0,2.5,355]
[3581,17.600000000000001,0,0,1.6,355]
[3582,17.7,12,0,1.6,352]
[3583,18.399999999999999,100,39,1.9,341]
[3584,19.2,204,39,1.9,339]
[3585,20.100000000000001,309,68,1.5,342]
[3586,20.9,418,82,1.1000000000000001,340]
[3587,21.7,499,100,1.2,341]
[3588,22.3,516,69,1.2,346]
[3589,22.8,552,82,1.7,345]
[3590,23.1,479,37,2,345]
[3591,23.2,411,32,2.2999999999999998,347]
[3592,23.2,376,66,3.1,346]
[3593,22.9,253,22,2.2999999999999998,350]
[3594,22.5,169,28,2.2000000000000002,351]
[3595,21.9,71,12,0.8,353]
[3596,21.2,2,0,0.4,371]
[3597,20.6,0,0,0.5,373]
[3598,19.899999999999999,0,0,1.1000000000000001,367]
[3599,19.2,0,0,1.3,363]
[3600,18.5,0,0,3.7,365]
[3601,18.100000000000001,0,0,2.5,360]
[3602,17.5,0,0,2.9,359]
[3603,17.3,0,0,4.5999999999999996,356]
[3604,17,0,0,4.5999999999999996,356]
[3605,16.8,0,0,2.5,357]
[3606,17,15,0,3.7,362]
[3607,18.3,178,292,5.0999999999999996,342]
[3608,19.3,283,210,4.9000000000000004,348]
[3609,20.5,450,306,4,346]
[3610,22.2,745,720,5.0999999999999996,333]
[3611,23.8,905,759,5.3,335]
[3612,23.9,529,116,4.5999999999999996,356]
[3613,24.1,527,89,5.0999999999999996,355]
[3614,24.4,645,239,5.3,346]
[3615,24.8,741,482,6.3,340]
[3616,24.1,235,15,7.3,362]
[3617,23.6,308,101,9.3000000000000007,346]
[3618,23.1,231,175,8.1,344]
[3619,22.5,165,369,7.3,338]
[3620,21.6,16,0,6,357]
[3621,20.9,0,0,5.8,362]
[3622,20.2,0,0,4.5999999999999996,357]
[3623,19.5,0,0,5.6,358]
[3624,18.7,0,0,5.6,358]
[3625,18.2,0,0,5.7,378]
[3626,17.7,0,0,5,378]
[3627,17.399999999999999,0,0,7.4,375]
[3628,17.100000000000001,0,0,7.8,371]
[3629,16.8,0,0,5.2,374]
[3630,17.100000000000001,18,0,5,375]
[3631,18.399999999999999,178,351,5.2,355]
[3632,19.8,366,595,3.2,350]
[3633,21.3,557,686,3.5,346]
[3634,22.8,726,741,4.3,341]
[3635,24.1,857,764,5.5,340]
[3636,25.2,928,745,5,339]
[3637,26,940,714,5.5,337]
[3638,26.5,898,691,7.4,337]
[3639,26.8,812,700,6.8,336]
[3640,26.8,670,671,6.5,336]
[3641,26.4,498,630,7.4,337]
[3642,25.7,315,552,6.5,338]
[3643,24.7,135,246,6.5,344]
[3644,23.6,7,0,8,366]
[3645,22.7,0,0,6.1,366]
[3646,21.9,0,0,5,360]
[3647,21,0,0,3.2,359]
[3648,20.100000000000001,0,0,2,358]
[3649,19.600000000000001,0,0,2,359]
[3650,19,0,0,1.9,352]
[3651,18.7,0,0,3.5,350]
[3652,18.399999999999999,0,0,3.2,349]
[3653,18.100000000000001,0,0,2.5,346]
[3654,18.399999999999999,19,0,2.9,347]
[3655,19.8,190,352,3.5,329]
[3656,21.3,387,704,2.5,327]
[3657,22.9,584,800,2,328]
[3658,24.3,754,833,2.6,324]
[3659,25.7,882,840,3.5,327]
[3660,26.8,961,848,5,325]
[3661,27.7,983,845,4.7,327]
[3662,28.3,944,838,4,328]
[3663,28.6,854,836,5.7,328]
[3664,28.6,719,836,4.3,331]
[3665,28.3,538,786,5,336]
[3666,27.5,339,673,3.8,334]
[3667,26.5,145,278,3.2,343]
[3668,25.3,7,0,4.5,367]
[3669,24.3,0,0,5.9,366]
[3670,23.2,0,0,5,365]
[3671,22.2,0,0,5.5,362]
[3672,21.2,0,0,4.7,359]
[3673,20.5,0,0,5.2,355]
[3674,19.7,0,0,5.2,354]
[3675,19.3,0,0,5.9,355]
[3676,18.8,0,0,5.2,357]
[3677,18.5,0,0,3.7,358]
[3678,18.8,20,0,4.3,353]
[3679,20.2,194,374,3.7,335]
[3680,21.7,392,723,5.5,330]
[3681,23.2,594,809,4.5,330]
[3682,24.7,769,877,5.2,327]
[3683,26,900,887,6.8,329]
[3684,27.1,972,875,8.8000000000000007,331]
[3685,27.9,990,861,8.5,333]
[3686,28.5,956,867,7.4,339]
[3687,28.8,864,862,6.1,342]
[3688,28.8,726,854,6.8,343]
[3689,28.5,546,810,6.8,344]
[3690,27.7,344,692,7.4,345]
[3691,26.7,148,288,8.8000000000000007,351]
[3692,25.5,7,0,8.8000000000000007,376]
[3693,24.3,0,0,8.5,380]
[3694,23,0,0,6.5,376]
[3695,21.8,0,0,5.9,370]
[3696,20.6,0,0,4.5,369]
[3697,19.7,0,0,4.7,363]
[3698,18.8,0,0,3.2,355]
[3699,18.3,0,0,3.5,354]
[3700,17.7,0,0,3.5,352]
[3701,17.399999999999999,0,0,4,350]
[3702,17.600000000000001,21,0,5.2,354]
[3703,18.7,202,406,6.5,332]
[3704,19.899999999999999,386,693,4.7,333]
[3705,21,551,658,5.7,330]
[3706,22,688,573,5,329]
[3707,23.2,924,784,5.9,324]
[3708,23.3,591,180,6.8,341]
[3709,23.5,623,132,8.1999999999999993,342]
[3710,23.5,546,91,9.1,342]
[3711,23.4,485,102,10.8,341]
[3712,22.8,276,16,11.3,349]
[3713,22.3,250,31,11.1,345]
[3714,21.6,122,0,11.5,352]
[3715,20.9,51,0,12.3,356]
[3716,20.2,3,0,11.5,361]
[3717,19.600000000000001,0,0,9.5,358]
[3718,19,0,0,7.4,357]
[3719,18.5,0,0,6.1,355]
[3720,17.899999999999999,0,0,7.4,351]
[3721,17.8,0,0,6.8,353]
[3722,17.7,0,0,4,352]
[3723,17.600000000000001,0,0,6.5,349]
[3724,17.5,0,0,7.8,342]
[3725,17.5,0,0,6.1,336]
[3726,17.8,17,0,7.4,338]
[3727,19.2,175,321,7.4,319]
[3728,20.7,349,482,8.1999999999999993,317]
[3729,22.1,517,540,8.8000000000000007,319]
[3730,23.5,651,506,9.5,318]
[3731,24.8,774,552,11.3,320]
[3732,25.9,852,585,11.5,319]
[3733,26.8,872,578,10.6,324]
[3734,27.4,842,591,9.5,325]
[3735,27.7,781,583,10,325]
[3736,27.8,638,551,7.4,329]
[3737,27.5,488,578,6.5,332]
[3738,26.9,295,428,7.4,341]
[3739,25.9,132,250,7.4,347]
[3740,24.8,6,0,4,368]
[3741,23.7,0,0,3.8,372]
[3742,22.7,0,0,2.9,369]
[3743,21.6,0,0,2.9,368]
[3744,20.5,0,0,2.5,366]
[3745,19.5,0,0,3.7,360]
[3746,18.399999999999999,0,0,3.7,359]
[3747,17.8,0,0,3.7,357]
[3748,17.2,0,0,5,353]
[3749,16.7,0,0,2.6,358]
[3750,17,21,0,1.5,357]
[3751,18.2,193,361,1.1000000000000001,340]
[3752,19.600000000000001,390,713,1.7,342]
[3753,21,588,812,1.8,330]
[3754,22.4,762,853,2.7,327]
[3755,23.6,897,879,3.7,329]
[3756,24.7,978,886,4,332]
[3757,25.4,1003,889,4,328]
[3758,26,965,884,4.7,332]
[3759,26.2,878,889,7.1,333]
[3760,26.3,743,890,7.4,335]
[3761,25.9,563,855,6.8,337]
[3762,25.2,360,745,6.8,341]
[3763,24.2,161,337,7.1,345]
[3764,23,10,0,5.5,370]
[3765,22,0,0,3,373]
[3766,20.9,0,0,3,369]
[3767,19.899999999999999,0,0,3.2,365]
[3768,18.899999999999999,0,0,3,364]
[3769,18.5,0,0,2.4,368]
[3770,18,0,0,2.7,365]
[3771,17.7,0,0,2.7,368]
[3772,17.399999999999999,0,0,2.4,367]
[3773,17.2,0,0,1.6,369]
[3774,17.5,19,0,1.3,370]
[3775,18.899999999999999,183,363,1.6,348]
[3776,20.3,366,588,2.2000000000000002,344]
[3777,21.8,547,653,3,345]
[3778,23.2,705,663,2.4,344]
[3779,24.5,824,650,3.5,342]
[3780,25.5,900,649,4.3,339]
[3781,26.4,931,675,5.2,340]
[3782,27,886,641,5.7,343]
[3783,27.2,787,608,5,339]
[3784,27.3,664,631,6.1,340]
[3785,27,510,648,6.1,337]
[3786,26.3,328,569,7.1,340]
[3787,25.3,143,250,4.3,342]
[3788,24.2,7,0,3,367]
[3789,23.1,0,0,3.7,368]
[3790,22,0,0,3.2,360]
[3791,20.8,0,0,2.7,354]
[3792,19.7,0,0,3.2,353]
[3793,18.899999999999999,0,0,2.6,361]
[3794,17.899999999999999,0,0,1.8,360]
[3795,17.399999999999999,0,0,2.1,358]
[3796,16.8,0,0,2,355]
[3797,16.399999999999999,0,0,1.3,347]
[3798,16.7,21,0,1.8,345]
[3799,17.899999999999999,195,366,2.5,325]
[3800,19.2,392,716,2.6,320]
[3801,20.6,585,798,2.5,321]
[3802,21.9,754,830,2.5,321]
[3803,23,882,838,3.5,320]
[3804,24,960,838,3.2,323]
[3805,24.7,978,823,4.3,326]
[3806,25.2,943,824,4,326]
[3807,25.4,854,819,3.2,327]
[3808,25.4,721,821,3,324]
[3809,25,542,772,2.9,324]
[3810,24.3,346,671,2.2000000000000002,331]
[3811,23.3,155,295,1.6,334]
[3812,22.2,8,0,0.8,355]
[3813,21.3,0,0,0.3,358]
[3814,20.3,0,0,0.3,360]
[3815,19.399999999999999,0,0,0.3,356]
[3816,18.5,0,0,0.7,357]
[3817,18.2,0,0,0.7,357]
[3818,17.899999999999999,0,0,0.8,354]
[3819,17.7,0,0,1.3,355]
[3820,17.5,0,0,1.1000000000000001,356]
[3821,17.399999999999999,0,0,0.9,358]
[3822,17.7,20,0,1.4,359]
[3823,19.100000000000001,186,376,1.3,340]
[3824,20.6,373,623,1.5,336]
[3825,22.2,564,719,1.9,336]
[3826,23.7,723,726,2.2000000000000002,333]
[3827,25,854,747,1.5,333]
[3828,26.2,932,752,1.5,333]
[3829,27.1,968,792,3,329]
[3830,27.8,939,810,4.5,332]
[3831,28.2,854,816,4.3,334]
[3832,28.2,716,802,4.3,334]
[3833,27.9,545,779,4.7,336]
[3834,27.2,348,671,6.5,339]
[3835,26.2,155,294,5.2,348]
[3836,25,10,0,4.7,371]
[3837,24.1,0,0,4,375]
[3838,23.2,0,0,3.8,374]
[3839,22.3,0,0,5.5,377]
[3840,21.4,0,0,4.7,374]
[3841,20.7,0,0,3.8,373]
[3842,20,0,0,5,373]
[3843,19.600000000000001,0,0,5.9,373]
[3844,19.2,0,0,6.1,372]
[3845,18.899999999999999,0,0,4.5,372]
[3846,19.100000000000001,18,0,3.5,375]
[3847,20.100000000000001,157,220,4,361]
[3848,21.3,319,377,5.5,358]
[3849,22.5,476,399,6.1,355]
[3850,23.8,650,523,9.1,353]
[3851,25,791,557,9.1,352]
[3852,25.9,834,531,8.5,349]
[3853,26.6,842,509,9.1,354]
[3854,27,777,461,11,355]
[3855,27.3,712,470,9.6999999999999993,355]
[3856,27.3,610,462,8.5,359]
[3857,26.9,454,419,8,362]
[3858,26.3,307,442,5,364]
[3859,25.5,166,344,5.7,361]
[3860,24.5,14,0,7.8,382]
[3861,23.8,0,0,6.8,383]
[3862,23.1,0,0,5.9,381]
[3863,22.3,0,0,6.1,380]
[3864,21.6,0,0,5.9,378]
[3865,21.3,0,0,4.3,374]
[3866,21,0,0,3,373]
[3867,20.8,0,0,3.8,371]
[3868,20.6,0,0,3.2,372]
[3869,20.399999999999999,0,0,2,369]
[3870,20.8,27,0,1.9,372]
[3871,22.1,199,409,1.3,358]
[3872,23.5,402,711,1.6,352]
[3873,25,605,827,2.9,354]
[3874,26.3,752,823,3.2,353]
[3875,27.5,877,702,2.6,356]
[3876,27.3,444,76,3.2,383]
[3877,27.3,474,53,5.5,383]
[3878,27.2,452,29,5.9,383]
[3879,26.9,375,22,6.1,384]
[3880,26.5,314,21,4.7,386]
[3881,26,240,20,3.7,385]
[3882,25.4,145,5,3.8,388]
[3883,24.7,65,0,5,386]
[3884,24,3,0,5.7,397]
[3885,23.6,0,0,4.3,399]
[3886,23.3,0,0,5,401]
[3887,22.9,0,0,4.5,400]
[3888,22.5,0,0,4.5,401]
[3889,21.6,0,0,4.5,406]
[3890,22,0,0,4.7,408]
[3891,22,0,0,4.5,402]
[3892,22,0,0,2.6,401]
[3893,22,0,0,2.9,407]
[3894,22.2,9,0,3,408]
[3895,22.8,82,0,2.6,396]
[3896,23.6,172,14,2.7,396]
[3897,24.2,248,18,4.5,399]
[3898,24.8,301,19,3.5,403]
[3899,25.4,351,20,2.2000000000000002,404]
[3900,25.8,378,27,1.6,393]
[3901,26.1,361,13,1.7,390]
[3902,26.4,370,26,1.8,388]
[3903,26.5,331,17,1.7,389]
[3904,26.5,282,14,1.5,390]
[3905,26.4,213,11,1.5,390]
[3906,26.1,129,0,1.3,394]
[3907,25.7,58,0,0.8,398]
[3908,25.1,2,0,0.5,423]
[3909,24.5,0,0,0.4,419]
[3910,23.8,0,0,0.3,413]
[3911,23.2,0,0,0.3,407]
[3912,22.5,0,0,0.3,402]
[3913,21.9,0,0,0.1,399]
[3914,21.2,0,0,0.2,395]
[3915,20.8,0,0,1,392]
[3916,20.399999999999999,0,0,1.2,388]
[3917,20.100000000000001,0,0,0.3,385]
[3918,20.399999999999999,24,0,0.2,382]
[3919,21.7,219,430,0.1,353]
[3920,23.2,437,777,0.1,348]
[3921,24.7,668,887,0.2,345]
[3922,26.2,860,956,0.7,342]
[3923,27.4,976,828,1.5,344]
[3924,27.2,507,97,1.5,369]
[3925,27.1,505,38,1.6,368]
[3926,27,524,75,1.5,368]
[3927,26.7,439,41,2.7,371]
[3928,26.5,429,112,2,365]
[3929,25.9,259,33,2,373]
[3930,25.1,145,5,1.6,376]
[3931,24.4,58,0,1.8,381]
[3932,23.6,3,0,1.9,385]
[3933,23.1,0,0,1.7,391]
[3934,22.6,0,0,1.8,386]
[3935,22.1,0,0,2,380]
[3936,21.6,0,0,2.9,379]
[3937,21.6,0,0,3.7,377]
[3938,21.5,0,0,2.2000000000000002,378]
[3939,21.4,0,0,1.4,375]
[3940,21.3,0,0,1.3,375]
[3941,21.3,0,0,0.9,373]
[3942,21.5,14,0,1.2,375]
[3943,22.4,114,66,2.2000000000000002,371]
[3944,23.4,236,78,2.4,370]
[3945,24.3,333,92,2.6,375]
[3946,25.1,395,65,3,374]
[3947,25.8,465,66,2.9,375]
[3948,26.4,509,86,2.4,374]
[3949,26.9,522,86,2.6,375]
[3950,27.2,513,93,4.5,375]
[3951,27.4,469,74,4.3,371]
[3952,27.5,392,64,4,373]
[3953,27.3,283,36,4.7,375]
[3954,26.8,166,15,3.5,376]
[3955,26.2,81,16,3.7,379]
[3956,25.6,3,0,4,396]
[3957,25.1,0,0,4.7,398]
[3958,24.7,0,0,4.3,396]
[3959,24.3,0,0,4,393]
[3960,23.9,0,0,2.7,397]
[3961,23.6,0,0,4.7,393]
[3962,23.3,0,0,5.5,390]
[3963,23.2,0,0,6.1,386]
[3964,23,0,0,7.1,383]
[3965,22.9,0,0,7.4,381]
[3966,23,8,0,6.1,388]
[3967,23.5,70,0,6.5,380]
[3968,24.2,162,7,6.8,380]
[3969,24.8,231,13,7.1,383]
[3970,25.4,289,12,4.7,385]
[3971,25.9,366,18,5.2,385]
[3972,26.4,391,17,4,385]
[3973,26.9,441,23,5.9,384]
[3974,27.2,415,38,6.5,386]
[3975,27.3,365,20,7.8,392]
[3976,27.4,342,26,8,388]
[3977,27.3,241,17,8.9,390]
[3978,27,153,8,10.3,385]
[3979,26.6,61,0,10.8,395]
[3980,26.1,3,0,10,405]
[3981,25.3,0,0,8.5,401]
[3982,24.5,0,0,9.6999999999999993,400]
[3983,23.6,0,0,9.1,397]
[3984,22.8,0,0,8.9,392]
[3985,22.1,0,0,6.5,384]
[3986,21.3,0,0,4.5,380]
[3987,20.8,0,0,4.3,379]
[3988,20.399999999999999,0,0,3,377]
[3989,20,0,0,2.4,371]
[3990,20.3,22,0,2.6,370]
[3991,21.6,184,370,2.6,351]
[3992,22.9,370,612,3.7,348]
[3993,24.3,545,652,4.3,347]
[3994,25.6,705,667,4.7,343]
[3995,26.8,827,662,5.5,342]
[3996,27.8,892,623,6.8,344]
[3997,28.5,907,595,7.4,345]
[3998,29,887,634,7.1,345]
[3999,29.3,797,620,6.5,341]
[4000,29.3,671,630,7.4,339]
[4001,29,522,662,5.9,337]
[4002,28.3,340,587,5,338]
[4003,27.4,158,283,3.2,345]
[4004,26.3,12,0,3.7,368]
[4005,25.3,0,0,2.2000000000000002,370]
[4006,24.2,0,0,2,369]
[4007,23.2,0,0,1.9,364]
[4008,22.1,0,0,2,361]
[4009,21.5,0,0,1.6,359]
[4010,20.9,0,0,0.5,353]
[4011,20.5,0,0,0.7,353]
[4012,20.100000000000001,0,0,1.1000000000000001,355]
[4013,19.899999999999999,0,0,0.6,353]
[4014,20.2,22,0,0.6,355]
[4015,21.6,201,397,0.6,336]
[4016,23.2,401,769,0.4,333]
[4017,24.7,595,839,0.6,336]
[4018,26.2,765,866,0.8,333]
[4019,27.5,898,883,1.5,333]
[4020,28.7,977,884,2.4,335]
[4021,29.6,1003,884,2.2000000000000002,335]
[4022,30.2,969,883,2.2000000000000002,334]
[4023,30.5,882,882,2.6,333]
[4024,30.5,742,862,2.9,337]
[4025,30.2,565,824,3,339]
[4026,29.5,363,709,3.5,346]
[4027,28.4,168,327,3.7,351]
[4028,27.2,11,0,2.7,372]
[4029,26.1,0,0,3.5,374]
[4030,24.9,0,0,3.2,371]
[4031,23.7,0,0,4.5,367]
[4032,22.5,0,0,4,364]
[4033,21.7,0,0,4.3,365]
[4034,20.8,0,0,3.5,364]
[4035,20.3,0,0,4.7,363]
[4036,19.8,0,0,3.2,362]
[4037,19.399999999999999,0,0,2.5,361]
[4038,19.600000000000001,20,0,2.6,364]
[4039,20.8,179,345,3,347]
[4040,22.1,363,587,2.9,347]
[4041,23.4,549,670,3.8,347]
[4042,24.7,707,677,4.7,348]
[4043,25.9,829,670,5.5,346]
[4044,26.8,906,668,7.8,345]
[4045,27.6,932,669,7.4,344]
[4046,28.1,910,707,8.1999999999999993,345]
[4047,28.4,838,751,10,347]
[4048,28.4,700,723,11,350]
[4049,28.1,531,678,10.3,353]
[4050,27.4,340,579,9.5,361]
[4051,26.4,158,333,8.5,365]
[4052,25.3,13,0,7.8,388]
[4053,24.9,0,0,6.5,394]
[4054,24.6,0,0,6.8,397]
[4055,24.3,0,0,5.5,396]
[4056,23.9,0,0,6.1,398]
[4057,24.2,0,0,6.1,395]
[4058,24.5,0,0,5.7,397]
[4059,24.7,0,0,8.9,399]
[4060,24.9,0,0,8.1999999999999993,402]
[4061,25,0,0,4.5,403]
[4062,25.1,4,0,4.5,407]
[4063,26.1,94,18,3.8,395]
[4064,27,171,11,4.3,398]
[4065,27.9,266,22,3.8,398]
[4066,28.7,311,17,4.3,400]
[4067,29.7,472,81,5,391]
[4068,31,644,216,7.1,386]
[4069,32,668,224,7.1,383]
[4070,33.1,786,466,5.2,378]
[4071,33.9,743,501,6.1,380]
[4072,34.4,677,577,7.8,376]
[4073,34.799999999999997,612,775,8.1999999999999993,366]
[4074,34.6,361,656,9.3000000000000007,376]
[4075,34,182,417,8,378]
[4076,33.1,27,0,5.9,391]
[4077,32,0,0,5,398]
[4078,30.9,0,0,3.8,400]
[4079,29.8,0,0,4.3,398]
[4080,28.7,0,0,3.2,394]
[4081,27.4,0,0,3.2,393]
[4082,25.9,0,0,3,394]
[4083,25.1,0,0,2.9,392]
[4084,24.3,0,0,3.2,391]
[4085,23.7,0,0,3.5,393]
[4086,23.9,21,0,2.6,397]
[4087,25,196,380,2.7,375]
[4088,26.4,396,742,2.4,371]
[4089,27.7,595,843,2.7,369]
[4090,29,770,882,2,368]
[4091,30.1,906,902,3.5,367]
[4092,31.1,986,904,5.5,366]
[4093,31.8,1009,896,5.2,367]
[4094,32.299999999999997,972,890,5.9,369]
[4095,32.5,881,875,5.7,368]
[4096,32.4,737,844,6.5,371]
[4097,32.1,560,778,4.7,373]
[4098,31.3,358,670,3.8,380]
[4099,30.3,164,299,3.5,388]
[4100,29.2,11,0,4.7,411]
[4101,28,0,0,5.2,413]
[4102,26.8,0,0,5.2,409]
[4103,25.7,0,0,6.5,403]
[4104,24.5,0,0,6.8,402]
[4105,24,0,0,6.5,400]
[4106,23.5,0,0,5.9,396]
[4107,23.2,0,0,5.9,395]
[4108,22.9,0,0,3.8,391]
[4109,22.7,0,0,2.6,391]
[4110,22.9,15,0,3,393]
[4111,23.9,140,174,2.1,379]
[4112,25.1,296,290,2.9,374]
[4113,26.4,478,413,3.8,370]
[4114,27.6,608,392,5,369]
[4115,28.9,785,552,5,362]
[4116,29.9,828,544,4.7,368]
[4117,30.7,854,542,4.3,363]
[4118,31.2,802,491,4.3,369]
[4119,31.3,661,316,2.7,374]
[4120,31.3,553,298,3.5,377]
[4121,30.9,412,280,3.7,382]
[4122,30.3,266,162,2.7,381]
[4123,29.5,136,199,2.4,383]
[4124,28.5,11,0,2.7,402]
[4125,27.7,0,0,4.7,403]
[4126,27,0,0,3.2,402]
[4127,26.2,0,0,1.9,399]
[4128,25.4,0,0,2.4,401]
[4129,25,0,0,1.9,406]
[4130,24.5,0,0,2.5,403]
[4131,24.3,0,0,3.8,405]
[4132,24,0,0,3.8,404]
[4133,23.9,0,0,5,404]
[4134,24,4,0,4.7,404]
[4135,24,15,0,4.5,406]
[4136,24.3,73,0,7.1,398]
[4137,25.8,517,501,5.5,364]
[4138,27.5,825,820,3.7,351]
[4139,29,969,922,3,350]
[4140,30,955,741,3.5,355]
[4141,29.9,428,70,4.3,385]
[4142,30.4,825,529,4,361]
[4143,29.7,193,16,2.9,390]
[4144,28.9,59,0,3.5,403]
[4145,28.2,45,0,3.5,402]
[4146,27.6,29,0,3.2,400]
[4147,27.1,13,0,3.5,396]
[4148,26.6,3,0,1.9,394]
[4149,26.4,0,0,1.9,391]
[4150,26.1,0,0,1.6,393]
[4151,25.9,0,0,2.6,392]
[4152,25.7,0,0,2.6,385]
[4153,25.3,0,0,1.6,383]
[4154,25,0,0,0.8,378]
[4155,24.8,0,0,0.5,377]
[4156,24.6,0,0,0.6,380]
[4157,24.5,0,0,0.4,380]
[4158,24.7,13,0,0.8,378]
[4159,25.5,118,86,1.4,367]
[4160,26.4,224,66,1.2,366]
[4161,27.3,345,110,0.9,365]
[4162,28.2,464,111,0.7,364]
[4163,29,537,119,0.4,366]
[4164,29.7,586,152,0.1,370]
[4165,30.1,565,114,0.2,372]
[4166,30.3,490,38,0.4,378]
[4167,30.4,454,64,0.5,379]
[4168,30.4,377,39,0.6,379]
[4169,30,231,14,0.7,388]
[4170,29.6,161,11,0.7,388]
[4171,29,70,0,1,393]
[4172,28.4,3,0,0.9,401]
[4173,27.6,0,0,1.3,400]
[4174,26.8,0,0,1.3,402]
[4175,26.1,0,0,0.9,399]
[4176,25.3,0,0,1,393]
[4177,24.7,0,0,0.8,389]
[4178,24,0,0,1.6,385]
[4179,23.6,0,0,2.1,386]
[4180,23.3,0,0,2.1,382]
[4181,23,0,0,1.2,380]
[4182,23.2,19,0,1.3,383]
[4183,24.5,175,338,1.7,365]
[4184,25.8,355,529,1.5,362]
[4185,27.2,533,622,1.6,357]
[4186,28.5,689,629,1.9,357]
[4187,29.7,809,615,2,359]
[4188,30.7,880,594,1.6,359]
[4189,31.5,920,621,2.9,355]
[4190,32,860,615,2.6,357]
[4191,32.299999999999997,781,595,4.3,360]
[4192,32.299999999999997,657,565,3.8,360]
[4193,32,502,558,3.2,358]
[4194,31.3,326,495,2.4,360]
[4195,30.4,146,245,1.7,373]
[4196,29.3,9,0,1,398]
[4197,28.4,0,0,1.3,401]
[4198,27.5,0,0,0.9,399]
[4199,26.6,0,0,1.2,397]
[4200,25.7,0,0,0.9,396]
[4201,25.1,0,0,1.2,392]
[4202,24.5,0,0,1.4,389]
[4203,24.2,0,0,2.2000000000000002,389]
[4204,23.9,0,0,2,392]
[4205,23.6,0,0,1.1000000000000001,389]
[4206,23.9,19,0,0.9,390]
[4207,25.3,181,376,1.3,370]
[4208,26.8,368,625,1.3,367]
[4209,28.3,554,705,1.9,364]
[4210,29.7,714,715,2,363]
[4211,31,839,714,2.1,359]
[4212,32.200000000000003,920,719,2.4,358]
[4213,33.1,951,733,2.6,359]
[4214,33.700000000000003,924,749,2,360]
[4215,34,838,741,3.5,365]
[4216,34.1,700,709,3.8,367]
[4217,33.799999999999997,540,712,5.2,367]
[4218,33.1,351,619,3.5,368]
[4219,32.1,165,291,2.6,373]
[4220,30.9,13,0,1.2,392]
[4221,29.6,0,0,1.1000000000000001,390]
[4222,28.2,0,0,0.9,385]
[4223,26.9,0,0,0.9,384]
[4224,25.5,0,0,0.5,375]
[4225,24.6,0,0,0.6,382]
[4226,23.5,0,0,0.9,379]
[4227,22.9,0,0,1.7,376]
[4228,22.3,0,0,2,375]
[4229,21.9,0,0,1.5,369]
[4230,22,13,0,0.9,364]
[4231,22.9,134,160,1.1000000000000001,348]
[4232,24,300,316,0.8,345]
[4233,25,448,338,1.2,343]
[4234,26.2,622,452,1.6,336]
[4235,27.2,728,475,1.8,341]
[4236,28,782,474,2.2000000000000002,344]
[4237,28.6,777,380,3.2,346]
[4238,29.1,819,521,4.5,347]
[4239,29.4,734,503,4.3,349]
[4240,29.5,636,525,4,349]
[4241,29.3,518,614,4.3,351]
[4242,28.8,331,516,2.9,354]
[4243,28,150,269,1.7,358]
[4244,27,13,0,1.2,381]
[4245,25.9,0,0,1.9,382]
[4246,24.8,0,0,2,379]
[4247,23.6,0,0,2.2000000000000002,379]
[4248,22.5,0,0,1.4,375]
[4249,21.8,0,0,1.3,367]
[4250,21.1,0,0,0.8,366]
[4251,20.7,0,0,1.4,365]
[4252,20.3,0,0,1.8,365]
[4253,20,0,0,1.2,365]
[4254,20.2,18,0,0.5,369]
[4255,21.5,181,340,0.4,349]
[4256,23,371,650,0.4,342]
[4257,24.5,561,737,0.5,345]
[4258,25.9,731,779,1.2,341]
[4259,27.2,855,770,2.2000000000000002,338]
[4260,28.3,940,786,2.7,340]
[4261,29.1,973,803,3.7,344]
[4262,29.8,946,817,2.9,346]
[4263,30.1,868,835,2.2000000000000002,345]
[4264,30.2,729,811,2.6,346]
[4265,29.9,559,780,3.2,348]
[4266,29.2,363,681,4.5,343]
[4267,28.2,172,326,3.7,345]
[4268,27.1,15,0,2.2000000000000002,366]
[4269,26,0,0,1.1000000000000001,370]
[4270,24.9,0,0,1.8,370]
[4271,23.7,0,0,1.9,368]
[4272,22.6,0,0,1.7,368]
[4273,21.9,0,0,1.7,369]
[4274,21.1,0,0,1.7,370]
[4275,20.7,0,0,2.5,375]
[4276,20.2,0,0,2,376]
[4277,19.899999999999999,0,0,1.7,376]
[4278,20.100000000000001,16,0,1.7,375]
[4279,21.3,166,298,2.4,357]
[4280,22.6,343,517,3.2,350]
[4281,24,527,606,4.3,349]
[4282,25.3,673,577,6.8,346]
[4283,26.5,801,600,6.5,349]
[4284,27.5,886,616,6.1,347]
[4285,28.3,905,593,5.5,347]
[4286,28.9,887,630,5.2,346]
[4287,29.2,834,712,6.8,345]
[4288,29.3,718,773,9.6999999999999993,343]
[4289,29.1,552,752,9.6999999999999993,344]
[4290,28.5,363,676,9.6999999999999993,346]
[4291,27.6,168,305,10,355]
[4292,26.5,15,0,10.6,377]
[4293,25.4,0,0,10,375]
[4294,24.4,0,0,8.5,376]
[4295,23.3,0,0,6.5,373]
[4296,22.3,0,0,5.7,372]
[4297,21.6,0,0,5.7,373]
[4298,20.9,0,0,8,368]
[4299,20.5,0,0,6.8,370]
[4300,20.100000000000001,0,0,7.4,371]
[4301,19.8,0,0,5.2,372]
[4302,20,14,0,4.5,373]
[4303,20.8,132,158,4,361]
[4304,21.8,270,147,3.5,362]
[4305,22.8,406,188,3.8,365]
[4306,23.7,528,190,5.9,363]
[4307,24.6,630,228,8.8000000000000007,357]
[4308,25.4,702,300,10.3,353]
[4309,26,713,300,10,356]
[4310,26.3,675,277,8.5,353]
[4311,26.5,625,258,8.1999999999999993,358]
[4312,26.5,503,185,8,360]
[4313,26.2,343,119,7.1,357]
[4314,25.6,212,67,9.3000000000000007,362]
[4315,24.8,93,36,8,368]
[4316,24,3,0,5.2,385]
[4317,23.5,0,0,5.7,387]
[4318,23,0,0,5.5,384]
[4319,22.5,0,0,3.7,384]
[4320,22,0,0,4,382]
[4321,21.8,0,0,6.1,382]
[4322,21.7,0,0,6.1,384]
[4323,21.6,0,0,6.5,382]
[4324,21.5,0,0,9.3000000000000007,380]
[4325,21.4,0,0,7.4,375]
[4326,21.6,10,0,8.5,374]
[4327,22.6,123,121,7.4,363]
[4328,23.7,247,106,6.5,360]
[4329,24.8,372,154,8.1999999999999993,359]
[4330,25.9,507,198,10.6,359]
[4331,27.5,776,527,12,347]
[4332,28.7,840,568,12.9,350]
[4333,29.7,863,557,15.1,347]
[4334,30.4,807,505,13.5,350]
[4335,30.8,718,446,14.3,353]
[4336,30.8,571,340,17.899999999999999,360]
[4337,30.6,436,335,16,361]
[4338,30,278,252,13.1,366]
[4339,29.2,166,360,13.5,360]
[4340,28.3,29,0,14.3,369]
[4341,27.5,0,0,12.6,374]
[4342,26.7,0,0,12.5,376]
[4343,25.9,0,0,12,376]
[4344,25.1,0,0,12,378]
[4345,24.4,0,0,9.6,378]
[4346,23.7,0,0,11.5,377]
[4347,23.2,0,0,13.5,381]
[4348,22.8,0,0,12.9,379]
[4349,22.5,0,0,11,384]
[4350,22.6,13,0,8.6999999999999993,387]
[4351,23.7,157,264,8.1999999999999993,368]
[4352,25,326,451,8.4,365]
[4353,26.3,507,554,7.9,358]
[4354,27.6,661,553,7.9,363]
[4355,28.7,760,540,8.4,360]
[4356,29.6,831,555,11,363]
[4357,30.3,863,558,14.2,360]
[4358,30.9,853,577,14.6,360]
[4359,31.2,807,623,13.5,361]
[4360,31.3,721,761,13.5,363]
[4361,31.2,542,661,15.3,367]
[4362,30.6,335,533,13.5,373]
[4363,29.7,161,326,9.6,379]
[4364,28.6,16,0,6.4,401]
[4365,27.7,0,0,6.4,404]
[4366,26.8,0,0,5.6,400]
[4367,25.9,0,0,5.4,397]
[4368,25,0,0,5.7,393]
[4369,24.5,0,0,5.9,392]
[4370,24,0,0,6.4,393]
[4371,23.7,0,0,9.6,394]
[4372,23.3,0,0,9.6,386]
[4373,23.1,0,0,5.7,384]
[4374,23.3,13,0,6.1,387]
[4375,24.5,161,290,6.4,368]
[4376,25.8,323,419,7,366]
[4377,27,481,449,6.4,371]
[4378,28.1,576,338,8.1999999999999993,373]
[4379,29.1,689,357,8.4,375]
[4380,30.1,812,509,11,374]
[4381,30.9,834,521,10.6,378]
[4382,31.4,811,511,9.6,382]
[4383,31.8,789,575,11,376]
[4384,32,686,643,12.7,377]
[4385,31.8,502,567,11.5,380]
[4386,31.3,344,571,9,380]
[4387,30.4,162,334,10.199999999999999,386]
[4388,29.4,13,0,10.199999999999999,410]
[4389,28.6,0,0,9.6,412]
[4390,27.7,0,0,8.6999999999999993,408]
[4391,26.9,0,0,7.9,407]
[4392,26,0,0,5.4,404]
[4393,25.5,0,0,5.2,402]
[4394,24.9,0,0,5.9,402]
[4395,24.6,0,0,7.9,402]
[4396,24.2,0,0,7.9,401]
[4397,24,0,0,7.7,402]
[4398,24.2,14,0,6.4,403]
[4399,25.4,160,293,5.4,380]
[4400,26.7,335,500,5.2,374]
[4401,28.1,507,549,4.3,372]
[4402,29.3,653,539,4.7,371]
[4403,30.5,760,515,5,372]
[4404,31.5,870,568,4.3,371]
[4405,32.4,883,599,6.1,371]
[4406,32.9,868,579,7.3,372]
[4407,33.200000000000003,771,572,6.4,372]
[4408,33.299999999999997,651,546,5,373]
[4409,33.1,514,598,4.5,371]
[4410,32.5,337,541,3.7,375]
[4411,31.6,156,296,4.3,379]
[4412,30.6,12,0,4.7,400]
[4413,29.3,0,0,4.3,402]
[4414,28.1,0,0,2.4,399]
[4415,26.8,0,0,3.1,398]
[4416,25.5,0,0,2.7,398]
[4417,24.5,0,0,1.9,397]
[4418,23.4,0,0,1.5,392]
[4419,22.9,0,0,2.1,391]
[4420,22.3,0,0,1.5,391]
[4421,21.8,0,0,0.5,390]
[4422,22,15,0,0.4,389]
[4423,23.1,175,320,0.5,370]
[4424,24.4,363,649,0.7,365]
[4425,25.7,548,715,1,361]
[4426,27,718,755,1,358]
[4427,28.1,843,748,0.4,354]
[4428,29.1,921,740,0.3,356]
[4429,29.8,938,701,0.6,358]
[4430,30.3,904,686,1.2,359]
[4431,30.5,827,703,1.7,357]
[4432,30.5,692,663,2.4,355]
[4433,30.2,518,609,2.2999999999999998,354]
[4434,29.5,331,512,1.3,353]
[4435,28.6,155,293,1.3,361]
[4436,27.5,10,0,1.5,384]
[4437,26.5,0,0,1.1000000000000001,381]
[4438,25.4,0,0,1.1000000000000001,378]
[4439,24.4,0,0,1.2,376]
[4440,23.3,0,0,1.3,379]
[4441,22.8,0,0,1.7,382]
[4442,22.2,0,0,1.7,380]
[4443,21.9,0,0,2.6,381]
[4444,21.6,0,0,2.7,378]
[4445,21.4,0,0,3.4,371]
[4446,21.6,15,0,2.4,372]
[4447,22.9,173,317,2,351]
[4448,24.3,364,661,1.7,346]
[4449,25.8,560,765,2.4,342]
[4450,27.3,725,783,2,336]
[4451,28.6,857,795,2.9,335]
[4452,29.7,935,786,3.5,338]
[4453,30.6,956,762,3.9,339]
[4454,31.2,933,785,4.0999999999999996,343]
[4455,31.5,849,779,4.3,344]
[4456,31.6,711,729,4.0999999999999996,348]
[4457,31.3,534,671,3.9,348]
[4458,30.6,346,582,3.4,347]
[4459,29.6,159,263,3.3,350]
[4460,28.5,11,0,3.1,374]
[4461,27.4,0,0,2.7,374]
[4462,26.2,0,0,3.1,370]
[4463,25.1,0,0,3.1,363]
[4464,23.9,0,0,2.7,364]
[4465,23.1,0,0,2.2999999999999998,363]
[4466,22.1,0,0,1.7,360]
[4467,21.6,0,0,3.4,359]
[4468,21.1,0,0,2.2999999999999998,356]
[4469,20.7,0,0,2,350]
[4470,20.9,15,0,2.7,349]
[4471,22.1,184,374,1.3,330]
[4472,23.6,383,762,2.4,328]
[4473,25,580,844,3.4,323]
[4474,26.4,749,862,5.2,326]
[4475,27.6,877,856,5.9,325]
[4476,28.7,957,851,7.3,323]
[4477,29.4,977,826,8.6999999999999993,323]
[4478,30,951,837,9.6,327]
[4479,30.3,865,828,12.4,331]
[4480,30.3,731,817,16.600000000000001,333]
[4481,30,559,781,15.3,334]
[4482,29.3,361,669,18.5,339]
[4483,28.3,169,310,12.7,344]
[4484,27.2,11,0,11.5,371]
[4485,26.2,0,0,11,376]
[4486,25.2,0,0,11.8,375]
[4487,24.2,0,0,10.199999999999999,373]
[4488,23.2,0,0,10.199999999999999,373]
[4489,22.7,0,0,8.4,366]
[4490,22.1,0,0,7.9,370]
[4491,21.8,0,0,9.6,367]
[4492,21.5,0,0,10.6,367]
[4493,21.2,0,0,6.1,367]
[4494,21.4,15,0,5.6,371]
[4495,22.8,184,378,4.7,349]
[4496,24.3,386,781,3.1,346]
[4497,25.9,585,860,4.3,346]
[4498,27.3,753,875,5.4,349]
[4499,28.7,887,885,6.7,352]
[4500,29.8,973,893,7,352]
[4501,30.7,1005,898,6.7,354]
[4502,31.3,976,902,5.6,353]
[4503,31.7,891,897,5.2,359]
[4504,31.7,756,889,6.7,362]
[4505,31.4,579,851,6.1,368]
[4506,30.7,378,743,5.2,371]
[4507,29.7,178,363,4.7,379]
[4508,28.4,13,0,3.4,407]
[4509,28.1,0,0,3.1,415]
[4510,27.8,0,0,2.2999999999999998,416]
[4511,27.4,0,0,0.9,415]
[4512,27.1,0,0,1.1000000000000001,418]
[4513,27.2,0,0,1.5,414]
[4514,27.4,0,0,1.3,411]
[4515,27.4,0,0,1.5,413]
[4516,27.5,0,0,1.5,418]
[4517,27.6,0,0,1.9,420]
[4518,27.4,4,0,2.1,438]
[4519,28,38,0,2.6,433]
[4520,28.4,78,0,2.6,434]
[4521,28.7,110,0,2.7,436]
[4522,29.1,157,1,2.9,419]
[4523,29.4,169,1,3.1,437]
[4524,29.6,163,1,4.3,440]
[4525,29.8,168,2,3.1,440]
[4526,30,178,2,2.9,425]
[4527,30.1,158,0,2.1,415]
[4528,30.1,118,0,3.4,412]
[4529,30,88,0,2.2999999999999998,408]
[4530,29.7,59,0,2.1,425]
[4531,29.7,31,0,2.1,442]
[4532,28.8,3,0,3.7,445]
[4533,29.1,0,0,4.5,444]
[4534,28.7,0,0,5.2,443]
[4535,28.4,0,0,4.3,441]
[4536,28,0,0,5.2,439]
[4537,27.5,0,0,5,435]
[4538,27,0,0,5.2,431]
[4539,26.7,0,0,5.9,428]
[4540,26.4,0,0,7,425]
[4541,26.2,0,0,4.0999999999999996,423]
[4542,26.3,13,0,3.4,423]
[4543,27.4,144,239,3.5,388]
[4544,28.6,313,432,2.9,367]
[4545,29.8,448,371,3.7,361]
[4546,31,609,443,5.6,360]
[4547,32.1,697,411,6.4,367]
[4548,32.9,747,364,6.4,365]
[4549,33.799999999999997,869,552,7.3,362]
[4550,34.299999999999997,755,394,8.4,370]
[4551,34.5,677,343,9,370]
[4552,34.6,617,455,10.199999999999999,364]
[4553,34.5,497,535,11,369]
[4554,33.9,309,400,11.8,379]
[4555,33.1,131,200,10.6,386]
[4556,32.200000000000003,9,0,7.3,408]
[4557,31,0,0,5.4,411]
[4558,29.8,0,0,2.2999999999999998,406]
[4559,28.6,0,0,2.1,407]
[4560,27.5,0,0,2.9,402]
[4561,26.5,0,0,2.1,397]
[4562,25.5,0,0,1.5,395]
[4563,25,0,0,3.1,392]
[4564,24.4,0,0,3.9,389]
[4565,24,0,0,3.1,385]
[4566,24.2,13,0,3.5,384]
[4567,25.4,175,351,3.9,358]
[4568,26.8,375,739,3.3,352]
[4569,28.2,573,835,3.7,350]
[4570,29.6,751,879,3.9,347]
[4571,30.9,888,893,4.7,346]
[4572,32,970,892,4.0999999999999996,348]
[4573,32.799999999999997,1005,902,6.7,352]
[4574,33.4,985,924,8.1999999999999993,352]
[4575,33.799999999999997,901,919,7.3,353]
[4576,33.799999999999997,771,921,6.7,350]
[4577,33.6,595,896,7.3,352]
[4578,32.9,391,812,7,355]
[4579,31.9,185,387,5.9,361]
[4580,30.8,16,0,5.4,383]
[4581,29.6,0,0,5,390]
[4582,28.4,0,0,3.7,386]
[4583,27.2,0,0,3.7,380]
[4584,26,0,0,3.9,379]
[4585,25.3,0,0,3.4,383]
[4586,24.5,0,0,3.1,379]
[4587,24.1,0,0,4.3,380]
[4588,23.7,0,0,4.9000000000000004,379]
[4589,23.4,0,0,1.9,379]
[4590,23.5,13,0,3.1,380]
[4591,24.5,149,278,2.9,366]
[4592,25.8,329,520,3.3,356]
[4593,27.1,515,621,3.3,357]
[4594,28.4,663,585,2.4,353]
[4595,29.5,768,572,4.0999999999999996,356]
[4596,30.5,848,599,3.7,352]
[4597,31.2,876,594,3.7,353]
[4598,31.7,845,593,5,357]
[4599,32,764,562,7,357]
[4600,32,655,562,5.4,355]
[4601,31.8,514,606,4.9000000000000004,353]
[4602,31.2,347,606,4.3,353]
[4603,30.4,167,330,2.9,362]
[4604,29.3,16,0,2.6,385]
[4605,28.5,0,0,2.4,391]
[4606,27.6,0,0,2.1,390]
[4607,26.7,0,0,2,387]
[4608,25.9,0,0,2.1,388]
[4609,25.4,0,0,1.7,385]
[4610,24.9,0,0,3.3,384]
[4611,24.7,0,0,4.9000000000000004,387]
[4612,24.4,0,0,4.5,389]
[4613,24.2,0,0,1.7,390]
[4614,24.4,14,0,0.9,396]
[4615,25.5,181,381,1,371]
[4616,27,405,721,1.2,363]
[4617,28.5,626,842,1.5,356]
[4618,29.8,792,917,2.7,356]
[4619,31,911,778,3.4,358]
[4620,31,516,109,4.7,382]
[4621,30.9,474,30,4.0999999999999996,383]
[4622,30.8,443,27,3.5,378]
[4623,30.5,384,23,4.7,384]
[4624,30.1,295,14,3.9,382]
[4625,29.5,219,10,4.3,384]
[4626,28.9,134,0,4.7,386]
[4627,28.2,41,0,3.9,395]
[4628,27.6,3,0,4.7,398]
[4629,26.9,0,0,4.5,396]
[4630,26.1,0,0,3.9,394]
[4631,25.4,0,0,2,392]
[4632,24.7,0,0,1.9,389]
[4633,24.2,0,0,1.3,392]
[4634,23.6,0,0,1.9,390]
[4635,23.3,0,0,1.9,392]
[4636,23,0,0,1.7,389]
[4637,22.7,0,0,1.1000000000000001,386]
[4638,22.9,11,0,1.5,379]
[4639,24.1,165,319,2.6,352]
[4640,25.6,359,692,3.3,352]
[4641,27.1,556,791,4.9000000000000004,352]
[4642,28.6,731,832,5.6,349]
[4643,30,867,849,5.9,349]
[4644,31.2,954,858,5.4,344]
[4645,32.1,993,880,6.1,348]
[4646,32.799999999999997,960,872,4.5,348]
[4647,33.200000000000003,873,860,4.7,343]
[4648,33.299999999999997,735,837,5,348]
[4649,33,566,818,4.7,350]
[4650,32.299999999999997,365,707,5.6,352]
[4651,31.4,171,337,4.3,357]
[4652,30.2,12,0,3.9,378]
[4653,28.9,0,0,3.1,389]
[4654,27.6,0,0,2.9,381]
[4655,26.3,0,0,2.9,380]
[4656,24.9,0,0,2.4,379]
[4657,23.9,0,0,1.2,377]
[4658,22.7,0,0,1.5,373]
[4659,22.1,0,0,2.9,374]
[4660,21.5,0,0,2.4,370]
[4661,21,0,0,1.9,369]
[4662,21.1,9,0,1.9,367]
[4663,22,147,292,3.1,347]
[4664,23.2,325,525,4.3,345]
[4665,24.4,501,575,5.4,341]
[4666,25.6,661,591,6.1,337]
[4667,26.6,781,612,7.9,339]
[4668,27.5,872,606,7.3,339]
[4669,28.3,897,594,6.4,345]
[4670,28.8,873,606,7,345]
[4671,29,788,595,5.9,343]
[4672,29,674,632,7,339]
[4673,28.8,524,659,6.7,343]
[4674,28.2,336,563,7.3,347]
[4675,27.3,157,273,5.2,352]
[4676,26.3,10,0,3.1,376]
[4677,25.3,0,0,3.9,377]
[4678,24.2,0,0,2.7,377]
[4679,23.1,0,0,3.1,378]
[4680,22.1,0,0,2,379]
[4681,21.5,0,0,1.5,374]
[4682,20.9,0,0,1.1000000000000001,377]
[4683,20.5,0,0,1,377]
[4684,20.2,0,0,0.8,379]
[4685,19.899999999999999,0,0,0.3,382]
[4686,20,9,0,0.4,383]
[4687,21,150,261,0.1,358]
[4688,22.3,336,578,0.4,354]
[4689,23.7,533,700,0.6,345]
[4690,25,699,733,1,347]
[4691,26.2,835,756,1,347]
[4692,27.2,910,729,1,346]
[4693,28,935,715,1.5,345]
[4694,28.5,913,735,1.2,346]
[4695,28.8,836,749,2.7,351]
[4696,28.9,712,765,2.7,356]
[4697,28.6,550,764,2.1,356]
[4698,28,357,676,1.9,355]
[4699,27.1,167,328,1.5,357]
[4700,26,13,0,1.2,380]
[4701,25.1,0,0,1.2,384]
[4702,24.2,0,0,0.9,382]
[4703,23.3,0,0,0.8,374]
[4704,22.4,0,0,1.1000000000000001,374]
[4705,22,0,0,1.3,376]
[4706,21.5,0,0,0.9,375]
[4707,21.3,0,0,2.2999999999999998,371]
[4708,21,0,0,1.1000000000000001,366]
[4709,20.8,0,0,0.9,373]
[4710,20.9,9,0,1.7,372]
[4711,22.1,153,284,2.4,351]
[4712,23.5,336,586,2.1,353]
[4713,24.9,527,695,2.9,356]
[4714,26.4,694,720,3.3,359]
[4715,27.7,827,733,4.0999999999999996,359]
[4716,28.8,910,733,6.7,360]
[4717,29.7,951,769,6.1,360]
[4718,30.4,915,743,7.7,360]
[4719,30.7,825,714,8.1999999999999993,357]
[4720,30.8,694,704,5.6,358]
[4721,30.5,527,675,6.7,359]
[4722,29.8,341,588,6.1,361]
[4723,28.9,155,272,5,366]
[4724,27.8,10,0,4.3,392]
[4725,27,0,0,3.5,397]
[4726,26.3,0,0,1.7,391]
[4727,25.5,0,0,1.3,390]
[4728,24.8,0,0,1.7,393]
[4729,24.3,0,0,2,388]
[4730,23.8,0,0,1.5,385]
[4731,23.5,0,0,1.5,384]
[4732,23.3,0,0,1.3,383]
[4733,23.1,0,0,0.5,381]
[4734,23.1,8,0,0.1,382]
[4735,24.2,140,274,0.1,362]
[4736,25.5,310,452,0,361]
[4737,26.6,430,333,0.8,366]
[4738,27.7,552,307,1,361]
[4739,28.5,579,206,1.5,366]
[4740,29.4,710,319,1.7,363]
[4741,30,722,295,2.9,364]
[4742,30.6,783,473,3.3,357]
[4743,31,733,514,4.7,358]
[4744,31.2,618,472,4.3,361]
[4745,31.2,557,737,3.7,358]
[4746,30.8,372,698,3.5,361]
[4747,30.1,175,368,1,367]
[4748,29.1,18,0,0.7,383]
[4749,28.4,0,0,0.9,385]
[4750,27.8,0,0,0.3,384]
[4751,27.1,0,0,0.2,387]
[4752,26.4,0,0,0.3,385]
[4753,26.1,0,0,0.3,392]
[4754,25.8,0,0,0.5,389]
[4755,25.6,0,0,1.9,392]
[4756,25.4,0,0,2.2999999999999998,391]
[4757,25.2,0,0,2.1,398]
[4758,25.4,9,0,2.7,398]
[4759,26.1,100,88,2,384]
[4760,27.2,247,140,1.9,375]
[4761,28.3,375,167,2,375]
[4762,29.3,479,168,2.9,377]
[4763,30.1,526,142,3.7,378]
[4764,31.3,801,509,4.5,366]
[4765,32.1,716,290,5.9,372]
[4766,32.700000000000003,775,458,7,369]
[4767,33.1,693,396,7.7,373]
[4768,33.4,678,587,6.4,368]
[4769,33.5,574,733,6.7,363]
[4770,33,268,244,6.7,382]
[4771,32.200000000000003,110,121,7,389]
[4772,31.3,6,0,3.9,405]
[4773,30.5,0,0,4.5,406]
[4774,29.7,0,0,4.5,401]
[4775,28.8,0,0,3.3,401]
[4776,28,0,0,2.4,400]
[4777,27.3,0,0,1.9,399]
[4778,26.5,0,0,1.2,396]
[4779,26.1,0,0,2.4,392]
[4780,25.7,0,0,2,391]
[4781,25.4,0,0,1,391]
[4782,25.5,8,0,0.6,387]
[4783,26.4,135,259,0.6,371]
[4784,27.6,303,449,0.6,368]
[4785,28.9,482,541,1.3,364]
[4786,30.2,642,572,2.4,356]
[4787,31.4,788,603,3.4,356]
[4788,32.4,883,639,3.9,358]
[4789,33.200000000000003,883,570,3.9,361]
[4790,33.799999999999997,866,585,3.4,364]
[4791,34.1,761,569,3.7,363]
[4792,34.1,648,560,3.4,359]
[4793,33.9,483,523,3.7,359]
[4794,33.200000000000003,301,417,3.7,361]
[4795,32.4,139,250,3.3,366]
[4796,31.4,9,0,3.3,385]
[4797,30.2,0,0,3.5,396]
[4798,28.9,0,0,3.5,390]
[4799,27.7,0,0,4.0999999999999996,389]
[4800,26.5,0,0,2.9,382]
[4801,25.5,0,0,2.7,383]
[4802,24.5,0,0,2.4,383]
[4803,23.9,0,0,2.9,379]
[4804,23.4,0,0,3.5,382]
[4805,23,0,0,3.1,383]
[4806,23,7,0,2.6,384]
[4807,23.9,143,260,2.2999999999999998,359]
[4808,25.1,326,567,2.4,359]
[4809,26.4,512,661,2.6,357]
[4810,27.6,674,669,4.0999999999999996,355]
[4811,28.7,791,632,3.7,356]
[4812,29.6,868,611,5,357]
[4813,30.3,897,609,5.9,358]
[4814,30.8,895,673,7.3,355]
[4815,31.1,799,626,7.3,361]
[4816,31.1,661,614,6.1,361]
[4817,30.8,497,585,5.2,364]
[4818,30.1,307,429,4.9000000000000004,369]
[4819,29.2,135,238,5,377]
[4820,28.2,6,0,5,399]
[4821,27.6,0,0,4.5,400]
[4822,27.1,0,0,2.9,398]
[4823,26.6,0,0,3.1,402]
[4824,26.1,0,0,2.2999999999999998,401]
[4825,26.1,0,0,2.4,403]
[4826,26.1,0,0,2.2999999999999998,403]
[4827,26.1,0,0,2.7,400]
[4828,26.1,0,0,2.7,399]
[4829,26.1,0,0,0.8,398]
[4830,26.2,7,0,0.8,401]
[4831,27.5,153,309,1,376]
[4832,29.2,349,706,0.8,371]
[4833,30.9,550,813,1.5,367]
[4834,32.6,725,848,2.1,364]
[4835,34.200000000000003,869,879,2.6,364]
[4836,35.5,960,893,3.3,364]
[4837,36.6,993,899,3.1,359]
[4838,37.4,970,909,3.3,362]
[4839,37.9,890,915,2.9,364]
[4840,38.1,755,908,3.1,365]
[4841,37.799999999999997,577,875,3.1,368]
[4842,37.200000000000003,373,772,1.7,372]
[4843,36.1,168,353,1.5,374]
[4844,34.9,11,0,1.1000000000000001,406]
[4845,33.799999999999997,0,0,0.9,410]
[4846,32.799999999999997,0,0,0.8,408]
[4847,31.7,0,0,0.6,407]
[4848,30.6,0,0,0.3,407]
[4849,29.6,0,0,0.2,410]
[4850,28.5,0,0,0.1,401]
[4851,27.9,0,0,0.4,399]
[4852,27.3,0,0,0.8,401]
[4853,26.9,0,0,0.8,399]
[4854,26.9,7,0,0.5,404]
[4855,28,152,312,0.7,376]
[4856,29.3,349,711,2.1,370]
[4857,30.7,549,816,2.7,365]
[4858,32,723,845,3.1,357]
[4859,33.200000000000003,855,845,2.7,362]
[4860,34.200000000000003,938,840,4.3,365]
[4861,35,966,833,4.7,366]
[4862,35.6,938,832,6.4,370]
[4863,35.799999999999997,852,821,7.3,374]
[4864,35.9,717,808,9.6,379]
[4865,35.6,542,761,9,381]
[4866,34.9,348,672,9.1999999999999993,385]
[4867,34,155,297,9.1999999999999993,390]
[4868,32.9,7,0,8.1999999999999993,421]
[4869,31.7,0,0,6.1,427]
[4870,30.6,0,0,7.7,426]
[4871,29.5,0,0,7,425]
[4872,28.3,0,0,8.6999999999999993,425]
[4873,27.7,0,0,9.6,422]
[4874,27,0,0,8.6999999999999993,421]
[4875,26.6,0,0,11,423]
[4876,26.2,0,0,11.8,421]
[4877,25.9,0,0,7.3,421]
[4878,26,5,0,7,421]
[4879,26.9,125,230,5.7,394]
[4880,28,277,338,4.9000000000000004,391]
[4881,29.1,434,372,6.1,391]
[4882,30.3,589,428,6.7,387]
[4883,31.5,727,496,9.6,386]
[4884,32.5,816,542,10.199999999999999,387]
[4885,33.299999999999997,869,579,12.1,382]
[4886,33.9,808,526,12.1,387]
[4887,34.200000000000003,758,572,12.4,385]
[4888,34.299999999999997,640,566,10.199999999999999,390]
[4889,34.1,512,605,8.6999999999999993,390]
[4890,33.6,311,483,9.1999999999999993,397]
[4891,32.799999999999997,137,270,9,404]
[4892,31.8,7,0,6.7,429]
[4893,30.8,0,0,4.7,432]
[4894,29.9,0,0,4.5,428]
[4895,28.9,0,0,3.7,426]
[4896,27.9,0,0,4.7,422]
[4897,27.3,0,0,5.2,421]
[4898,26.6,0,0,4.0999999999999996,419]
[4899,26.2,0,0,4.7,424]
[4900,25.9,0,0,4.9000000000000004,419]
[4901,25.6,0,0,2.4,417]
[4902,25.6,6,0,2.2999999999999998,419]
[4903,26.6,133,237,1.7,394]
[4904,27.8,311,501,2.7,388]
[4905,29.1,483,580,3.7,384]
[4906,30.2,599,452,4.0999999999999996,380]
[4907,31.4,779,574,5.2,374]
[4908,32.299999999999997,815,543,7,375]
[4909,33,815,499,7.7,375]
[4910,33.299999999999997,735,372,9,379]
[4911,33.6,683,372,8.4,381]
[4912,33.5,557,334,7.3,379]
[4913,33.200000000000003,405,286,10.6,379]
[4914,32.6,265,287,7.9,382]
[4915,31.8,109,145,7.7,389]
[4916,30.9,2,0,6.1,410]
[4917,29.8,0,0,5.4,406]
[4918,28.6,0,0,4.7,401]
[4919,27.5,0,0,3.7,398]
[4920,26.4,0,0,4.3,396]
[4921,25.6,0,0,4.9000000000000004,400]
[4922,24.7,0,0,6.1,393]
[4923,24.2,0,0,8.4,386]
[4924,23.7,0,0,7,381]
[4925,23.3,0,0,5.4,380]
[4926,23.3,6,0,6.1,368]
[4927,24.4,146,303,6.1,345]
[4928,25.7,343,709,7.7,340]
[4929,27.2,548,830,6.1,340]
[4930,28.6,729,877,7,341]
[4931,29.9,869,891,6.1,345]
[4932,31,960,904,6.4,345]
[4933,31.9,992,906,7.7,346]
[4934,32.5,960,897,9.1999999999999993,347]
[4935,32.799999999999997,875,893,7.7,348]
[4936,32.9,740,886,7,349]
[4937,32.6,561,847,6.4,345]
[4938,32,358,738,5.7,343]
[4939,31,157,328,6.1,354]
[4940,29.9,8,0,4.3,382]
[4941,28.8,0,0,3.5,386]
[4942,27.8,0,0,2.2999999999999998,383]
[4943,26.8,0,0,2.7,376]
[4944,25.7,0,0,2.6,378]
[4945,25.1,0,0,1.7,375]
[4946,24.4,0,0,1.7,379]
[4947,24.1,0,0,2.6,379]
[4948,23.7,0,0,3.7,378]
[4949,23.4,0,0,1.9,379]
[4950,23.4,1,0,2.1,382]
[4951,24.2,110,169,2,366]
[4952,25.2,258,299,2,360]
[4953,26.1,365,144,2.7,360]
[4954,27.2,533,277,3.1,356]
[4955,27.5,393,33,3.9,371]
[4956,27.9,481,81,3.3,367]
[4957,28.5,648,222,4.5,363]
[4958,29.2,780,483,6.7,361]
[4959,29.7,714,469,5.7,363]
[4960,29.8,548,308,5.7,369]
[4961,29.7,431,336,5.4,371]
[4962,29.1,217,126,4.7,381]
[4963,28.6,149,294,5.2,369]
[4964,27.8,16,0,5.4,379]
[4965,27.4,0,0,3.9,380]
[4966,27,0,0,3.1,383]
[4967,26.6,0,0,2.7,384]
[4968,26.2,0,0,1.5,386]
[4969,26.2,0,0,2.9,387]
[4970,26.2,0,0,4.0999999999999996,385]
[4971,26.1,0,0,5.7,386]
[4972,26.1,0,0,6.1,393]
[4973,26.1,0,0,5.6,394]
[4974,26.2,2,0,5.2,400]
[4975,26.6,53,0,5.7,389]
[4976,27.2,133,3,5.4,389]
[4977,27.8,187,4,5.7,387]
[4978,28.4,266,10,5.7,381]
[4979,29.1,343,17,6.1,377]
[4980,29.6,363,15,6.1,376]
[4981,30.1,418,21,7.7,378]
[4982,30.5,408,38,7.3,377]
[4983,30.8,398,28,8.1999999999999993,378]
[4984,30.9,324,25,8.4,379]
[4985,30.8,248,25,6.1,379]
[4986,30.6,154,11,5.9,381]
[4987,30.1,63,0,7.9,383]
[4988,29.6,2,0,9.6,395]
[4989,29.2,0,0,9.6,395]
[4990,28.8,0,0,8.4,402]
[4991,28.4,0,0,8.6999999999999993,400]
[4992,28,0,0,9,403]
[4993,27.6,0,0,7,404]
[4994,27.2,0,0,5.6,403]
[4995,27,0,0,5.2,408]
[4996,26.8,0,0,4.3,406]
[4997,26.6,0,0,4.7,405]
[4998,26.6,1,0,4.3,407]
[4999,27,54,0,4.0999999999999996,397]
[5000,27.7,156,15,3.7,394]
[5001,28.7,297,65,3.9,391]
[5002,29.3,339,30,4.3,387]
[5003,29.9,379,24,4.0999999999999996,392]
[5004,30.3,379,17,3.5,395]
[5005,30.7,429,33,3.9,392]
[5006,31.2,515,101,4.9000000000000004,380]
[5007,31.6,570,203,4.3,376]
[5008,31.7,382,75,4.9000000000000004,383]
[5009,31.7,356,175,4.3,379]
[5010,31.6,274,306,5.2,375]
[5011,31.2,157,340,4.9000000000000004,373]
[5012,30.6,17,0,4.9000000000000004,390]
[5013,29.9,0,0,4.7,392]
[5014,29.1,0,0,3.4,388]
[5015,28.4,0,0,4.3,389]
[5016,27.7,0,0,3.5,389]
[5017,27.1,0,0,1.7,390]
[5018,26.5,0,0,2,388]
[5019,26.2,0,0,1.3,392]
[5020,25.9,0,0,1.3,398]
[5021,25.6,0,0,1,398]
[5022,25.7,4,0,1.1000000000000001,399]
[5023,26.7,134,264,0.9,374]
[5024,28.1,330,680,1.7,369]
[5025,29.6,532,801,1.7,367]
[5026,31.1,712,847,2,366]
[5027,32.5,853,866,2.2999999999999998,358]
[5028,33.700000000000003,952,898,2.7,362]
[5029,34.6,976,882,4.0999999999999996,361]
[5030,35.299999999999997,942,868,4.3,367]
[5031,35.6,856,859,4.3,369]
[5032,35.700000000000003,720,849,3.9,370]
[5033,35.5,540,799,6.1,373]
[5034,34.799999999999997,339,684,5.2,377]
[5035,33.799999999999997,142,280,3.9,384]
[5036,32.700000000000003,5,0,3.7,411]
[5037,31.5,0,0,3.1,417]
[5038,30.4,0,0,2.2999999999999998,417]
[5039,29.3,0,0,1.7,413]
[5040,28.1,0,0,2.9,407]
[5041,27.3,0,0,2.6,405]
[5042,26.3,0,0,2.4,406]
[5043,25.8,0,0,2.7,407]
[5044,25.3,0,0,2.4,407]
[5045,24.9,0,0,1.3,407]
[5046,24.8,1,0,1.9,405]
[5047,25.5,99,159,1.3,379]
[5048,26.4,245,184,1.3,372]
[5049,27.5,444,434,3.9,368]
[5050,28.7,590,453,3.5,365]
[5051,29.6,689,451,3.9,364]
[5052,30.4,750,457,4.3,364]
[5053,31.1,793,478,4.5,366]
[5054,31.6,821,553,7.9,362]
[5055,31.8,656,338,7.9,370]
[5056,31.8,545,316,9.6,366]
[5057,31.5,428,374,10.199999999999999,366]
[5058,30.9,256,288,7.9,370]
[5059,30.2,108,181,8.1999999999999993,375]
[5060,29.3,2,0,7,400]
[5061,28.6,0,0,5,402]
[5062,27.8,0,0,2.9,396]
[5063,27.1,0,0,2.1,398]
[5064,26.4,0,0,2,400]
[5065,26.1,0,0,0.7,399]
[5066,25.8,0,0,1.3,398]
[5067,25.6,0,0,1.3,396]
[5068,25.4,0,0,1.1000000000000001,396]
[5069,25.3,0,0,0.5,395]
[5070,25.3,2,0,0.9,395]
[5071,26.2,105,149,0.6,374]
[5072,27.4,278,410,0.7,368]
[5073,28.9,463,539,1.2,366]
[5074,30.3,633,599,2.1,360]
[5075,31.5,744,550,3.9,361]
[5076,32.700000000000003,849,586,5.4,358]
[5077,33.6,868,628,6.7,359]
[5078,34.200000000000003,819,585,7.3,362]
[5079,34.5,741,534,9,362]
[5080,34.6,575,385,8.6999999999999993,360]
[5081,34.299999999999997,467,504,7.7,360]
[5082,33.700000000000003,285,424,7.3,363]
[5083,32.9,123,209,7,367]
[5084,31.9,3,0,9,393]
[5085,30.8,0,0,6.4,397]
[5086,29.6,0,0,5.2,398]
[5087,28.6,0,0,6.7,393]
[5088,27.5,0,0,5,384]
[5089,26.5,0,0,6,382]
[5090,25.5,0,0,5.5,379]
[5091,24.4,0,0,6,380]
[5092,23.8,0,0,6,378]
[5093,23.4,0,0,2.8,380]
[5094,23.3,3,0,4.0999999999999996,377]
[5095,24.3,131,276,3.2,350]
[5096,25.6,329,706,3.5,344]
[5097,27.1,540,818,2.6,346]
[5098,28.5,726,897,4.5,340]
[5099,29.9,870,917,6.5,337]
[5100,31,955,915,8.1999999999999993,341]
[5101,31.8,983,909,6.5,341]
[5102,32.5,955,909,6.5,340]
[5103,32.799999999999997,858,879,8.1999999999999993,343]
[5104,32.799999999999997,714,847,8.8000000000000007,349]
[5105,32.5,529,763,8.5,347]
[5106,31.7,327,650,7.9,355]
[5107,30.7,131,262,5.5,365]
[5108,29.6,3,0,4.5,392]
[5109,28.4,0,0,5.0999999999999996,395]
[5110,27.2,0,0,4.5,389]
[5111,26,0,0,4.9000000000000004,388]
[5112,24.9,0,0,3,386]
[5113,24.2,0,0,2.5,386]
[5114,23.4,0,0,2.6,383]
[5115,23,0,0,4.7,380]
[5116,22.6,0,0,5.4,378]
[5117,22.3,0,0,3.5,376]
[5118,22.3,3,0,3.9,376]
[5119,23.2,116,222,2.6,350]
[5120,24.5,289,499,3.4,349]
[5121,25.9,482,616,4.7,349]
[5122,27.3,666,695,4.9000000000000004,345]
[5123,28.7,807,745,7.4,344]
[5124,29.8,886,720,8.6999999999999993,345]
[5125,30.8,926,754,11.8,344]
[5126,31.4,885,694,13.8,345]
[5127,31.7,781,642,15.3,349]
[5128,31.8,653,643,18.7,347]
[5129,31.5,486,591,16.8,348]
[5130,30.8,301,525,14.6,350]
[5131,29.8,121,220,13.3,359]
[5132,28.8,3,0,10.3,385]
[5133,27.7,0,0,7.2,388]
[5134,26.7,0,0,7.6,385]
[5135,25.6,0,0,6.7,382]
[5136,24.6,0,0,6.7,376]
[5137,23.9,0,0,8.1999999999999993,374]
[5138,23.1,0,0,8.1999999999999993,366]
[5139,22.7,0,0,11.8,362]
[5140,22.2,0,0,8.5,361]
[5141,21.9,0,0,5.4,360]
[5142,21.9,3,0,5.4,359]
[5143,22.7,109,297,4.3,360]
[5144,23.9,280,462,3,361]
[5145,25.1,454,521,2.5,354]
[5146,26.3,580,437,3.5,354]
[5147,27.3,693,480,4.3,351]
[5148,28.3,777,508,4.7,347]
[5149,29.1,828,528,4.9000000000000004,340]
[5150,29.4,706,338,4.7,345]
[5151,29.5,562,202,5.4,354]
[5152,29.4,501,223,5.0999999999999996,357]
[5153,29.1,384,173,4.9000000000000004,362]
[5154,28.5,225,136,6.2,366]
[5155,27.7,85,83,6.5,373]
[5156,26.8,1,0,6.9,390]
[5157,25.7,0,0,5.5,387]
[5158,24.7,0,0,6,381]
[5159,23.6,0,0,4.9000000000000004,375]
[5160,22.5,0,0,4.0999999999999996,375]
[5161,21.8,0,0,4.3,369]
[5162,20.9,0,0,3.4,363]
[5163,20.5,0,0,4.3,357]
[5164,20,0,0,4.9000000000000004,351]
[5165,19.7,0,0,2.2000000000000002,345]
[5166,19.7,2,0,2,341]
[5167,20.6,117,378,2.2999999999999998,341]
[5168,21.9,305,597,2.4,333]
[5169,23.3,502,711,3.2,332]
[5170,24.8,681,777,3.2,327]
[5171,26.1,817,787,3.9,330]
[5172,27.3,902,785,4.9000000000000004,328]
[5173,28.2,933,787,5.0999999999999996,329]
[5174,28.8,901,776,5.4,334]
[5175,29.1,816,770,4.5,331]
[5176,29.2,694,802,4.3,333]
[5177,28.9,521,774,3.5,336]
[5178,28.2,328,693,3.5,336]
[5179,27.2,133,282,4.0999999999999996,343]
[5180,26.1,4,0,3,371]
[5181,25.4,0,0,2.5,371]
[5182,24.6,0,0,2.4,367]
[5183,23.8,0,0,1.9,364]
[5184,23.1,0,0,1.2,364]
[5185,22.7,0,0,0.4,363]
[5186,22.4,0,0,0.3,363]
[5187,22.2,0,0,1.4,364]
[5188,22,0,0,1,362]
[5189,21.8,0,0,0.3,364]
[5190,21.8,1,0,0.9,359]
[5191,22.6,89,91,0.6,360]
[5192,23.7,226,149,1.5,359]
[5193,25,402,333,1.5,354]
[5194,26.4,581,449,2,350]
[5195,27.8,718,515,2.4,350]
[5196,28.8,769,501,2,354]
[5197,29.8,816,546,3.7,355]
[5198,30.4,792,555,4.3,355]
[5199,30.8,709,517,3.9,356]
[5200,30.9,613,549,2.5,356]
[5201,30.8,471,585,2.4,354]
[5202,30.2,276,414,2,358]
[5203,29.3,104,241,1.9,368]
[5204,28.4,2,0,1.6,366]
[5205,27.4,0,0,2.6,370]
[5206,26.5,0,0,1.8,369]
[5207,25.5,0,0,1,367]
[5208,24.6,0,0,1.4,367]
[5209,23.8,0,0,1.4,363]
[5210,22.9,0,0,1.4,359]
[5211,22.4,0,0,1.6,358]
[5212,21.9,0,0,1.7,358]
[5213,21.6,0,0,1.4,353]
[5214,21.5,2,0,0.8,359]
[5215,22.4,108,329,1,360]
[5216,23.6,292,557,1,356]
[5217,25,490,681,0.6,348]
[5218,26.5,672,759,0.6,345]
[5219,27.8,800,741,1.6,342]
[5220,28.8,870,689,1.2,342]
[5221,29.7,908,716,1.2,345]
[5222,30.3,883,726,0.8,347]
[5223,30.7,802,735,1.4,348]
[5224,30.7,668,726,1.2,348]
[5225,30.5,500,707,1.2,352]
[5226,29.8,303,577,1,354]
[5227,28.8,120,387,0.2,361]
[5228,27.8,3,0,0.2,364]
[5229,26.7,0,0,0.1,367]
[5230,25.6,0,0,0,364]
[5231,24.5,0,0,0.2,358]
[5232,23.4,0,0,0.5,358]
[5233,22.7,0,0,0.5,356]
[5234,21.9,0,0,0.8,354]
[5235,21.4,0,0,0.6,356]
[5236,21,0,0,1,355]
[5237,20.7,0,0,1,353]
[5238,20.6,1,0,0.4,348]
[5239,21.4,97,243,1.4,352]
[5240,22.5,267,429,1.8,345]
[5241,23.8,441,484,1.7,341]
[5242,25.2,619,593,2.2999999999999998,338]
[5243,26.4,761,621,3.9,341]
[5244,27.5,827,592,3.2,342]
[5245,28.4,872,609,2.8,344]
[5246,29,857,632,3.4,343]
[5247,29.4,802,728,4.7,341]
[5248,29.5,649,652,3.7,346]
[5249,29.2,483,636,5.0999999999999996,347]
[5250,28.6,289,494,4.3,352]
[5251,27.6,114,329,3.7,355]
[5252,26.6,2,0,2.8,357]
[5253,25.9,0,0,2.6,363]
[5254,25.1,0,0,2.2000000000000002,364]
[5255,24.3,0,0,3.7,364]
[5256,23.6,0,0,4.3,363]
[5257,23.1,0,0,5.0999999999999996,363]
[5258,22.7,0,0,4.0999999999999996,364]
[5259,22.5,0,0,4.5,362]
[5260,22.3,0,0,4.9000000000000004,364]
[5261,22.1,0,0,2.2000000000000002,359]
[5262,22.1,1,0,2.2000000000000002,360]
[5263,22.8,81,74,2.4,362]
[5264,23.9,230,171,1.9,357]
[5265,25.1,376,284,4.0999999999999996,358]
[5266,26.4,542,348,5.5,352]
[5267,27.5,617,296,6.9,351]
[5268,28.6,762,461,5.8,347]
[5269,29.7,865,563,7.4,342]
[5270,30.5,858,643,10.9,344]
[5271,31.1,816,747,10.9,342]
[5272,31.2,638,592,12.7,344]
[5273,31.1,457,553,12.7,346]
[5274,30.5,277,446,12.7,348]
[5275,29.6,108,293,10.9,356]
[5276,28.6,1,0,9.1999999999999993,363]
[5277,27.6,0,0,8.8000000000000007,363]
[5278,26.6,0,0,7.2,368]
[5279,25.6,0,0,7.4,368]
[5280,24.6,0,0,6.9,367]
[5281,23.7,0,0,8.5,364]
[5282,22.7,0,0,9.1999999999999993,360]
[5283,22.1,0,0,12.7,355]
[5284,21.6,0,0,13.8,356]
[5285,21.2,0,0,11.8,353]
[5286,21.1,1,0,8.6999999999999993,355]
[5287,21.9,110,381,7.9,361]
[5288,23.2,303,650,8.8000000000000007,350]
[5289,24.6,507,767,9.1999999999999993,349]
[5290,26.1,691,841,9.6999999999999993,346]
[5291,27.4,834,865,9.6999999999999993,347]
[5292,28.5,925,877,12.2,344]
[5293,29.4,957,880,14.6,345]
[5294,30,929,884,15.9,342]
[5295,30.4,837,867,13.8,345]
[5296,30.4,699,857,12.2,349]
[5297,30.1,518,789,12.2,352]
[5298,29.4,311,669,9.1999999999999993,358]
[5299,28.4,115,396,7.4,360]
[5300,27.2,2,0,7.6,359]
[5301,26.5,0,0,6.2,363]
[5302,25.8,0,0,4.3,359]
[5303,25.1,0,0,2,360]
[5304,24.3,0,0,2.2999999999999998,356]
[5305,24.1,0,0,1.7,358]
[5306,23.8,0,0,1.6,357]
[5307,23.6,0,0,2.4,354]
[5308,23.5,0,0,2.8,353]
[5309,23.3,0,0,2.8,350]
[5310,23.3,2,0,3.2,349]
[5311,24.2,112,389,2.4,351]
[5312,25.6,305,651,3.5,349]
[5313,27.2,509,797,2.6,348]
[5314,28.7,691,818,4.7,343]
[5315,30.3,886,783,3.4,341]
[5316,30.4,480,83,3.7,372]
[5317,30.5,501,66,4.5,375]
[5318,30.7,552,129,4.9000000000000004,376]
[5319,30.7,507,141,6.5,373]
[5320,30.5,376,78,6.2,380]
[5321,30.1,287,64,6.5,380]
[5322,29.4,161,28,6.7,384]
[5323,28.6,50,0,8.1999999999999993,391]
[5324,27.8,1,0,7.6,391]
[5325,27.3,0,0,7.4,396]
[5326,26.8,0,0,6.2,395]
[5327,26.2,0,0,5.5,387]
[5328,25.7,0,0,5.8,385]
[5329,25.3,0,0,6.7,378]
[5330,25,0,0,6.2,374]
[5331,24.8,0,0,8.5,375]
[5332,24.6,0,0,9.1999999999999993,369]
[5333,24.4,0,0,9.6999999999999993,372]
[5334,24.4,1,0,7.2,371]
[5335,25.2,91,202,7.6,373]
[5336,26.4,253,394,6.9,369]
[5337,27.8,436,498,6.7,364]
[5338,29.2,587,505,7.2,368]
[5339,30.5,723,547,7.9,366]
[5340,31.5,775,487,8.5,365]
[5341,32.299999999999997,784,516,8.8000000000000007,363]
[5342,32.9,775,510,10.9,361]
[5343,33.200000000000003,686,490,9.6999999999999993,363]
[5344,33.299999999999997,569,437,8.8000000000000007,365]
[5345,33,410,395,11.8,370]
[5346,32.4,247,356,7.9,369]
[5347,31.5,89,194,8.5,374]
[5348,30.5,1,0,7.9,371]
[5349,29.8,0,0,7.4,376]
[5350,29.1,0,0,10.3,375]
[5351,28.4,0,0,11.4,377]
[5352,27.6,0,0,9.6999999999999993,382]
[5353,27.1,0,0,6.9,379]
[5354,26.5,0,0,6,376]
[5355,26.2,0,0,7.2,373]
[5356,25.9,0,0,6.2,371]
[5357,25.7,0,0,5.8,372]
[5358,25.6,1,0,4.7,372]
[5359,26.3,81,108,5.0999999999999996,372]
[5360,27.3,229,288,6.9,365]
[5361,28.5,396,362,5.0999999999999996,362]
[5362,29.7,545,376,7.2,358]
[5363,30.8,661,415,8.5,358]
[5364,31.8,720,383,9.1999999999999993,356]
[5365,32.5,753,446,9.1999999999999993,354]
[5366,33.1,725,400,9.6999999999999993,355]
[5367,33.4,658,402,10.3,358]
[5368,33.4,541,372,11.4,361]
[5369,33.200000000000003,383,308,11.4,366]
[5370,32.6,216,156,10.9,377]
[5371,31.8,71,51,9.1999999999999993,385]
[5372,30.9,1,0,9.1999999999999993,387]
[5373,29.9,0,0,9.6999999999999993,389]
[5374,28.8,0,0,7.6,380]
[5375,27.7,0,0,6.2,380]
[5376,26.7,0,0,6.7,377]
[5377,25.8,0,0,6.9,375]
[5378,24.8,0,0,5.5,375]
[5379,24.3,0,0,6.9,370]
[5380,23.8,0,0,5.0999999999999996,369]
[5381,23.4,0,0,3.7,367]
[5382,23.3,1,0,3.5,366]
[5383,24,96,269,2.4,361]
[5384,25.2,274,527,2.6,355]
[5385,26.5,465,632,3.4,356]
[5386,27.8,638,684,4.7,352]
[5387,29,770,684,5.0999999999999996,354]
[5388,30,852,674,5.8,356]
[5389,30.8,872,642,6,360]
[5390,31.4,841,639,4.9000000000000004,359]
[5391,31.6,749,616,4.9000000000000004,363]
[5392,31.6,620,622,5.8,365]
[5393,31.3,453,598,4.5,366]
[5394,30.6,262,462,4.3,370]
[5395,29.7,91,247,3,378]
[5396,28.7,0,0,1.7,381]
[5397,27.9,0,0,0.8,381]
[5398,27.2,0,0,0.6,382]
[5399,26.4,0,0,0.9,378]
[5400,25.7,0,0,1.5,375]
[5401,25.3,0,0,2.2000000000000002,374]
[5402,25,0,0,3.7,376]
[5403,24.8,0,0,4.7,372]
[5404,24.6,0,0,4.5,368]
[5405,24.5,0,0,4.0999999999999996,366]
[5406,24.4,1,0,5.4,370]
[5407,25.2,93,286,4.5,375]
[5408,26.6,271,526,3,368]
[5409,28,463,629,4.3,363]
[5410,29.5,633,673,4.3,359]
[5411,30.9,759,656,5.8,362]
[5412,32.1,839,640,7.2,361]
[5413,33,863,622,7.9,360]
[5414,33.6,830,614,9.6999999999999993,364]
[5415,34,745,614,11.4,363]
[5416,34.1,610,591,9.1999999999999993,369]
[5417,33.799999999999997,443,561,8.8000000000000007,375]
[5418,33.1,258,451,7.4,378]
[5419,32.1,87,235,8.1999999999999993,385]
[5420,31.1,0,0,6.5,384]
[5421,30.2,0,0,5.0999999999999996,386]
[5422,29.3,0,0,3.5,386]
[5423,28.4,0,0,2.6,390]
[5424,27.5,0,0,2,387]
[5425,26.7,0,0,1.2,381]
[5426,25.8,0,0,1.8,383]
[5427,25.4,0,0,3.2,384]
[5428,24.9,0,0,3.7,383]
[5429,24.6,0,0,2.8,383]
[5430,24.6,0,0,3.4,382]
[5431,25.1,78,153,3.9,380]
[5432,26.1,224,274,2.6,373]
[5433,27.2,385,345,3,373]
[5434,28.4,530,352,2.6,367]
[5435,29.4,618,316,4.3,368]
[5436,30.3,725,395,4.9000000000000004,366]
[5437,31.1,770,484,5.8,366]
[5438,31.7,803,551,6.7,366]
[5439,32.200000000000003,752,629,8.1999999999999993,361]
[5440,32.299999999999997,647,718,8.5,365]
[5441,32.200000000000003,470,687,8.6999999999999993,365]
[5442,31.7,285,622,10.3,369]
[5443,30.9,103,370,10.3,375]
[5444,29.9,1,0,9.6999999999999993,372]
[5445,29,0,0,8.1999999999999993,375]
[5446,28.1,0,0,6.9,374]
[5447,27.2,0,0,5.5,374]
[5448,26.3,0,0,4.0999999999999996,372]
[5449,25.7,0,0,3.7,374]
[5450,25,0,0,4.3,372]
[5451,24.6,0,0,6.5,372]
[5452,24.3,0,0,6,371]
[5453,24,0,0,4.5,371]
[5454,23.9,1,0,4.5,369]
[5455,24.6,86,254,4.3,370]
[5456,25.8,257,442,3.9,364]
[5457,27,437,517,3.7,363]
[5458,28.4,601,574,4.3,358]
[5459,29.5,719,589,3.7,361]
[5460,30.5,790,554,4.0999999999999996,364]
[5461,31.3,827,607,5.0999999999999996,363]
[5462,31.9,792,559,6,366]
[5463,32.200000000000003,710,573,6.9,368]
[5464,32.200000000000003,583,530,6.5,367]
[5465,31.9,422,488,5.0999999999999996,373]
[5466,31.2,242,395,5.4,377]
[5467,30.3,80,191,4.5,387]
[5468,29.4,0,0,4.3,382]
[5469,28.9,0,0,3.5,380]
[5470,28.5,0,0,3.9,379]
[5471,28.1,0,0,3.4,380]
[5472,27.7,0,0,3.2,382]
[5473,27.6,0,0,5.4,377]
[5474,27.5,0,0,5.5,378]
[5475,27.4,0,0,6.2,379]
[5476,27.3,0,0,7.6,382]
[5477,27.3,0,0,8.6999999999999993,385]
[5478,27.3,0,0,8.1999999999999993,386]
[5479,28,88,215,6.9,386]
[5480,28.9,189,145,5.8,390]
[5481,30.5,458,559,5.4,382]
[5482,32.200000000000003,652,682,5.5,375]
[5483,33.1,578,287,5.0999999999999996,388]
[5484,33.200000000000003,374,23,5.4,402]
[5485,33.1,302,20,4.0999999999999996,408]
[5486,33.299999999999997,447,44,2.2000000000000002,399]
[5487,33.4,381,32,1.8,399]
[5488,33.1,247,13,1.8,403]
[5489,33,314,155,2.2000000000000002,391]
[5490,32.5,130,22,1.7,401]
[5491,31.9,90,195,1,388]
[5492,31.3,3,0,1.2,390]
[5493,30.7,0,0,1,392]
[5494,30.1,0,0,1.6,392]
[5495,29.5,0,0,1,391]
[5496,28.9,0,0,0.8,390]
[5497,28.4,0,0,0.4,390]
[5498,27.9,0,0,0.5,392]
[5499,27.6,0,0,1.2,388]
[5500,27.3,0,0,0.6,388]
[5501,27.1,0,0,0.3,394]
[5502,27.1,0,0,0.4,393]
[5503,27.8,87,255,0.4,396]
[5504,29,263,492,0.9,393]
[5505,30.4,452,627,1.2,394]
[5506,31.8,620,654,1.2,390]
[5507,33.200000000000003,753,661,1.4,392]
[5508,34.299999999999997,834,650,1.2,394]
[5509,35.200000000000003,864,654,2.2000000000000002,390]
[5510,35.799999999999997,837,665,2.6,394]
[5511,36.200000000000003,753,671,3.9,393]
[5512,36.299999999999997,622,677,3.7,388]
[5513,36,449,629,2.5,393]
[5514,35.299999999999997,258,518,3,394]
[5515,34.299999999999997,82,246,3.2,403]
[5516,33.299999999999997,0,0,3,401]
[5517,32.6,0,0,2.2999999999999998,410]
[5518,31.9,0,0,1.7,409]
[5519,31.2,0,0,1.9,412]
[5520,30.4,0,0,2,414]
[5521,29.9,0,0,2.5,416]
[5522,29.4,0,0,2.5,416]
[5523,29.1,0,0,3.2,416]
[5524,28.9,0,0,4.5,412]
[5525,28.7,0,0,3.4,412]
[5526,28.6,0,0,2.5,417]
[5527,29.2,73,152,2.8,416]
[5528,30.3,223,314,3.5,410]
[5529,31.5,396,403,3.5,409]
[5530,32.799999999999997,554,435,4.0999999999999996,396]
[5531,34,666,475,3,395]
[5532,35,734,464,3.4,395]
[5533,35.700000000000003,755,454,4.0999999999999996,394]
[5534,36.299999999999997,734,466,5.4,391]
[5535,36.6,665,483,6.5,395]
[5536,36.700000000000003,547,428,5.8,397]
[5537,36.5,396,426,6.2,394]
[5538,35.9,222,336,6.5,399]
[5539,35,70,162,4.7,406]
[5540,34.200000000000003,0,0,3.4,409]
[5541,33.1,0,0,2.6,409]
[5542,32.1,0,0,1.6,406]
[5543,31,0,0,1.4,398]
[5544,30,0,0,0.5,393]
[5545,29.1,0,0,1,388]
[5546,28.2,0,0,1,386]
[5547,27.7,0,0,1.9,391]
[5548,27.2,0,0,1.8,392]
[5549,26.8,0,0,1.2,390]
[5550,26.8,0,0,1.5,383]
[5551,27.4,80,270,1.8,388]
[5552,28.5,262,534,2.8,378]
[5553,29.8,455,660,2.6,372]
[5554,31.1,624,685,2.8,369]
[5555,32.4,776,735,3.9,368]
[5556,33.4,845,699,5.0999999999999996,365]
[5557,34.200000000000003,878,713,6.5,366]
[5558,34.799999999999997,839,688,7.4,364]
[5559,35.1,744,663,6.7,363]
[5560,35.1,618,688,6.2,362]
[5561,34.799999999999997,445,641,5.8,366]
[5562,34.1,245,479,5.8,376]
[5563,33.200000000000003,76,234,4.5,389]
[5564,32.200000000000003,0,0,3.7,391]
[5565,31.2,0,0,3,395]
[5566,30.1,0,0,2.5,398]
[5567,29,0,0,2.5,399]
[5568,27.9,0,0,3.9,398]
[5569,27.1,0,0,3,394]
[5570,26.3,0,0,2.2000000000000002,395]
[5571,25.9,0,0,3,392]
[5572,25.4,0,0,3.5,385]
[5573,25.1,0,0,1.9,386]
[5574,25.1,0,0,2.2000000000000002,386]
[5575,25.7,84,318,2.4,384]
[5576,26.8,258,523,2.2999999999999998,377]
[5577,28,423,524,3.5,374]
[5578,29.2,592,577,3.2,373]
[5579,30.3,706,555,4.7,370]
[5580,31.1,727,434,5.8,367]
[5581,31.9,805,522,7.2,368]
[5582,32.4,755,519,8.1999999999999993,372]
[5583,32.700000000000003,687,527,7.9,370]
[5584,32.700000000000003,535,405,6.9,373]
[5585,32.299999999999997,364,323,6,369]
[5586,31.6,185,157,5.0999999999999996,376]
[5587,30.7,45,22,3,389]
[5588,29.9,0,0,2.2000000000000002,389]
[5589,28.8,0,0,3.2,391]
[5590,27.8,0,0,3.2,385]
[5591,26.7,0,0,3.2,384]
[5592,25.6,0,0,2.2999999999999998,379]
[5593,24.8,0,0,2,376]
[5594,23.9,0,0,1.7,371]
[5595,23.4,0,0,3.2,371]
[5596,23,0,0,1.9,367]
[5597,22.6,0,0,0.6,364]
[5598,22.6,0,0,0.4,363]
[5599,23.1,77,252,0.6,364]
[5600,24.2,252,503,0.4,353]
[5601,25.5,451,651,0.4,350]
[5602,26.8,617,674,0.6,348]
[5603,28,746,667,1.4,352]
[5604,29.1,840,697,1.9,352]
[5605,29.9,868,699,2,350]
[5606,30.5,835,695,3,351]
[5607,30.8,755,721,3.2,353]
[5608,30.9,618,711,3.7,358]
[5609,30.6,441,653,3.4,358]
[5610,29.9,240,491,3.7,361]
[5611,28.9,70,230,5.5,372]
[5612,28,0,0,6.7,370]
[5613,27.1,0,0,7.2,373]
[5614,26.3,0,0,5.4,364]
[5615,25.5,0,0,5.4,365]
[5616,24.7,0,0,5.5,361]
[5617,24.2,0,0,4.9000000000000004,357]
[5618,23.7,0,0,4.3,356]
[5619,23.4,0,0,4.9000000000000004,357]
[5620,23.2,0,0,4.0999999999999996,356]
[5621,23,0,0,3.5,358]
[5622,23,0,0,2.2000000000000002,358]
[5623,23.5,70,198,3.4,360]
[5624,24.5,218,330,4.5,356]
[5625,25.8,407,454,3.2,353]
[5626,27,531,387,2.8,354]
[5627,28.2,691,536,4.0999999999999996,355]
[5628,29.2,728,449,4.0999999999999996,353]
[5629,30,798,520,6.2,354]
[5630,30.6,743,488,6.2,357]
[5631,30.8,615,354,6.2,362]
[5632,30.8,523,405,6.2,364]
[5633,30.5,350,309,6,367]
[5634,29.8,205,312,4.9000000000000004,367]
[5635,29,66,245,4.9000000000000004,370]
[5636,28.2,0,0,4.7,369]
[5637,27.5,0,0,4.9000000000000004,373]
[5638,26.8,0,0,3.5,370]
[5639,26.1,0,0,2.8,372]
[5640,25.4,0,0,2.2000000000000002,370]
[5641,24.9,0,0,1.6,370]
[5642,24.4,0,0,1.6,369]
[5643,24.1,0,0,2.5,368]
[5644,23.8,0,0,3.4,368]
[5645,23.6,0,0,1.4,365]
[5646,23.6,0,0,1.9,366]
[5647,24.1,71,222,1.6,367]
[5648,25.2,225,370,2.5,361]
[5649,26.5,412,498,2.6,358]
[5650,27.8,572,537,3.4,350]
[5651,29,682,518,2.8,349]
[5652,30.1,801,560,2.6,353]
[5653,30.8,772,489,3.7,357]
[5654,31.4,775,544,3.2,354]
[5655,31.8,708,630,3.7,358]
[5656,31.9,591,627,4.0999999999999996,356]
[5657,31.6,405,505,4.3,356]
[5658,30.9,211,356,4.7,362]
[5659,30,57,150,3.9,369]
[5660,29.1,0,0,3.9,372]
[5661,28.5,0,0,3.7,377]
[5662,27.8,0,0,2.8,377]
[5663,27.2,0,0,3.4,376]
[5664,26.5,0,0,3.4,375]
[5665,26.1,0,0,3.4,378]
[5666,25.6,0,0,1,376]
[5667,25.3,0,0,1.9,375]
[5668,25.1,0,0,1.9,371]
[5669,24.9,0,0,0.8,374]
[5670,24.9,0,0,0.9,372]
[5671,25.5,78,328,0.8,375]
[5672,26.8,266,622,0.3,368]
[5673,28.3,470,756,0.6,367]
[5674,29.9,657,841,0.2,360]
[5675,31.3,805,881,1,359]
[5676,32.6,896,893,1,355]
[5677,33.6,924,895,1.2,355]
[5678,34.299999999999997,894,901,1.2,358]
[5679,34.700000000000003,804,904,1.8,356]
[5680,34.799999999999997,651,867,1.9,355]
[5681,34.4,464,809,1.8,356]
[5682,33.700000000000003,254,644,2.2000000000000002,357]
[5683,32.6,68,305,3.2,365]
[5684,31.6,0,0,1.8,369]
[5685,30.7,0,0,2.4,368]
[5686,29.8,0,0,1,362]
[5687,28.9,0,0,1.4,363]
[5688,28.1,0,0,0.6,361]
[5689,27.3,0,0,0.2,368]
[5690,26.6,0,0,0.8,368]
[5691,26.1,0,0,1.4,366]
[5692,25.7,0,0,1.5,369]
[5693,25.4,0,0,0.6,370]
[5694,25.4,0,0,0.8,368]
[5695,25.7,44,19,0.6,370]
[5696,26.1,121,8,0.8,371]
[5697,26.6,190,12,1.9,373]
[5698,27.4,357,86,1.6,368]
[5699,28.2,465,124,1.9,368]
[5700,29.1,618,249,2.6,367]
[5701,29.7,581,172,3.9,370]
[5702,30.3,639,277,4.3,367]
[5703,30.5,528,219,5.0999999999999996,367]
[5704,30.6,404,157,5.8,369]
[5705,30.5,359,330,4.0999999999999996,362]
[5706,30.1,177,198,3.7,369]
[5707,29.5,67,200,3.2,365]
[5708,28.9,0,0,4.0999999999999996,371]
[5709,28.2,0,0,4.3,370]
[5710,27.5,0,0,3.4,366]
[5711,26.9,0,0,2.4,369]
[5712,26.2,0,0,2.8,366]
[5713,25.8,0,0,2.8,361]
[5714,25.4,0,0,3.2,360]
[5715,25.1,0,0,5.5,358]
[5716,24.9,0,0,6.9,357]
[5717,24.8,0,0,4.3,359]
[5718,24.7,0,0,5.0999999999999996,365]
[5719,25.4,76,333,5.0999999999999996,370]
[5720,26.7,265,635,4.3,360]
[5721,28.2,471,776,4.7,359]
[5722,29.8,661,869,4.5,354]
[5723,31.2,807,900,5.0999999999999996,357]
[5724,32.5,893,899,7.4,361]
[5725,33.4,921,901,7.6,364]
[5726,34.1,887,900,7.9,365]
[5727,34.5,792,893,9.6999999999999993,369]
[5728,34.6,636,817,9.6999999999999993,374]
[5729,34.200000000000003,440,734,10.3,382]
[5730,33.5,235,414,10.3,384]
[5731,32.4,33,0,9.1999999999999993,403]
[5732,31.4,0,0,7.9,410]
[5733,30.5,0,0,9.1999999999999993,409]
[5734,29.6,0,0,7.9,408]
[5735,28.7,0,0,8.1999999999999993,403]
[5736,27.8,0,0,7.4,396]
[5737,27,0,0,7.6,394]
[5738,26.1,0,0,6.5,393]
[5739,25.7,0,0,8.1999999999999993,390]
[5740,25.2,0,0,8.8000000000000007,387]
[5741,24.9,0,0,6.9,389]
[5742,24.9,0,0,6,389]
[5743,25.4,75,343,5.5,386]
[5744,26.6,265,647,4.3,374]
[5745,28,470,797,4.5,372]
[5746,29.4,650,843,5.4,366]
[5747,30.7,788,854,7.4,363]
[5748,31.8,871,849,7.4,362]
[5749,32.6,899,852,6.2,363]
[5750,33.200000000000003,866,856,6.5,362]
[5751,33.5,771,845,7.2,366]
[5752,33.6,619,800,6.2,367]
[5753,33.200000000000003,439,746,5.8,366]
[5754,32.5,232,393,6,366]
[5755,31.4,29,0,4.7,393]
[5756,30.4,0,0,4.9000000000000004,389]
[5757,29.4,0,0,5.8,387]
[5758,28.3,0,0,5.4,381]
[5759,27.3,0,0,3,381]
[5760,26.3,0,0,2.8,377]
[5761,25.5,0,0,3.7,377]
[5762,24.7,0,0,3.4,377]
[5763,24.2,0,0,3.5,375]
[5764,23.8,0,0,2.5,375]
[5765,23.4,0,0,1.5,373]
[5766,23.4,0,0,2,365]
[5767,23.8,65,215,1.8,366]
[5768,24.9,239,457,1.2,364]
[5769,26.1,428,616,2.2999999999999998,362]
[5770,27.4,604,685,3.2,358]
[5771,28.6,741,708,4.0999999999999996,355]
[5772,29.5,806,632,6,355]
[5773,30.4,851,707,6,355]
[5774,30.9,826,737,6.9,355]
[5775,31.2,730,718,6,357]
[5776,31.2,578,647,5.4,362]
[5777,30.8,391,545,6,364]
[5778,30.1,203,322,5.8,372]
[5779,29.1,24,0,6.5,395]
[5780,28.6,0,0,4.9000000000000004,401]
[5781,28.1,0,0,3.4,404]
[5782,27.6,0,0,2.6,405]
[5783,27,0,0,2.4,402]
[5784,26.5,0,0,2.4,396]
[5785,26.4,0,0,3.2,396]
[5786,26.2,0,0,3,397]
[5787,26.2,0,0,3.2,401]
[5788,26.1,0,0,4.5,401]
[5789,26.1,0,0,5.5,399]
[5790,26.1,0,0,5.0999999999999996,400]
[5791,26.3,33,0,4.7,400]
[5792,26.8,117,7,3.7,413]
[5793,27.3,207,16,3.7,419]
[5794,27.7,317,35,3,417]
[5795,29.1,422,86,2,417]
[5796,30,475,89,2.2000000000000002,418]
[5797,30.6,520,113,2.2999999999999998,417]
[5798,31,465,85,2,420]
[5799,31.2,405,61,2.2999999999999998,406]
[5800,31.3,332,73,2.4,422]
[5801,31,196,16,2.8,412]
[5802,30.6,106,17,2.8,409]
[5803,30.1,5,0,1.9,428]
[5804,29.6,0,0,1.4,427]
[5805,29.1,0,0,1.5,422]
[5806,28.6,0,0,1.7,415]
[5807,28.1,0,0,1.7,409]
[5808,27.6,0,0,1.4,408]
[5809,27.1,0,0,0.4,406]
[5810,26.6,0,0,0.6,402]
[5811,26.3,0,0,1,394]
[5812,26.1,0,0,1.5,390]
[5813,25.9,0,0,0.9,387]
[5814,25.9,0,0,1.7,390]
[5815,26.4,62,211,1.4,391]
[5816,27.5,232,486,2.2000000000000002,383]
[5817,28.9,428,637,4.0999999999999996,381]
[5818,30.3,608,717,3.5,378]
[5819,31.6,739,718,6,376]
[5820,32.799999999999997,833,754,7.9,374]
[5821,33.700000000000003,875,807,9.6999999999999993,371]
[5822,34.4,830,775,10.9,371]
[5823,34.700000000000003,736,767,10.6,372]
[5824,34.799999999999997,590,736,10.9,377]
[5825,34.5,409,674,10.3,376]
[5826,33.799999999999997,213,378,13.3,382]
[5827,32.799999999999997,24,0,9.6999999999999993,404]
[5828,31.7,0,0,10.3,404]
[5829,30.7,0,0,10.9,400]
[5830,29.6,0,0,10.6,400]
[5831,28.5,0,0,8.1999999999999993,395]
[5832,27.5,0,0,7.6,389]
[5833,26.5,0,0,9.4,347]
[5834,25.5,0,0,8.1999999999999993,343]
[5835,25,0,0,7.5,342]
[5836,24.4,0,0,6.3,341]
[5837,24,0,0,5.9,340]
[5838,24,0,0,4.0999999999999996,337]
[5839,24.3,51,105,5.2,338]
[5840,24.9,135,38,3.5,344]
[5841,25.4,206,23,3.2,343]
[5842,26.1,361,99,3.6,341]
[5843,27,514,201,2.7,331]
[5844,27.8,599,232,2.7,333]
[5845,28.4,572,171,2.7,336]
[5846,28.7,541,163,2.7,339]
[5847,28.8,437,97,2.7,347]
[5848,28.6,293,30,1.9,357]
[5849,28.4,228,64,1.1000000000000001,357]
[5850,27.8,89,0,1.8,365]
[5851,27.2,5,0,2.5,378]
[5852,26.4,0,0,3.8,378]
[5853,25.6,0,0,4.0999999999999996,377]
[5854,24.8,0,0,5.2,371]
[5855,24,0,0,4.0999999999999996,371]
[5856,23.2,0,0,3.5,368]
[5857,22.7,0,0,1.2,361]
[5858,22.1,0,0,1.6,355]
[5859,21.8,0,0,3.5,355]
[5860,21.5,0,0,4.0999999999999996,355]
[5861,21.3,0,0,2.4,351]
[5862,21.3,0,0,2.5,354]
[5863,21.9,64,312,3.2,355]
[5864,23.2,243,589,2.5,350]
[5865,24.8,447,749,2.5,352]
[5866,26.5,624,797,3,349]
[5867,28,762,816,4.7,349]
[5868,29.3,845,813,4.9000000000000004,351]
[5869,30.3,861,785,4.3,351]
[5870,31,826,784,3,354]
[5871,31.4,729,770,5.2,356]
[5872,31.4,585,748,5.4,358]
[5873,31,401,676,3.8,361]
[5874,30.1,206,356,3.8,365]
[5875,28.9,19,0,4.0999999999999996,387]
[5876,28.2,0,0,4.3,390]
[5877,27.4,0,0,3.2,389]
[5878,26.6,0,0,3.5,392]
[5879,25.8,0,0,1.6,389]
[5880,25,0,0,1,391]
[5881,24.4,0,0,0.7,386]
[5882,23.8,0,0,0.6,383]
[5883,23.5,0,0,0.7,383]
[5884,23.1,0,0,0.6,380]
[5885,22.9,0,0,0.4,378]
[5886,22.9,0,0,0.4,377]
[5887,23.1,32,0,0.2,375]
[5888,24.2,201,312,0.2,360]
[5889,25.7,401,480,0.2,358]
[5890,26.7,427,201,0.4,368]
[5891,27.3,423,95,0.4,376]
[5892,28.1,553,195,0.5,372]
[5893,29.3,845,634,0.7,356]
[5894,30,702,455,0.6,364]
[5895,30.2,545,252,0.5,368]
[5896,30.3,495,417,0.6,366]
[5897,30.2,373,489,0.5,364]
[5898,29.5,153,185,0.2,373]
[5899,28.6,9,0,0.2,397]
[5900,27.9,0,0,0.2,404]
[5901,27.2,0,0,0.4,404]
[5902,26.5,0,0,0.2,401]
[5903,25.8,0,0,0.2,400]
[5904,25.1,0,0,0.2,401]
[5905,24.7,0,0,0.2,399]
[5906,24.3,0,0,0.2,396]
[5907,23.9,0,0,0.5,391]
[5908,23.6,0,0,0.4,390]
[5909,23.4,0,0,0.2,389]
[5910,23.3,0,0,0.2,397]
[5911,23.8,33,0,0.2,395]
[5912,25.4,221,373,0.2,377]
[5913,27,404,546,0.2,381]
[5914,28.5,568,605,0.4,377]
[5915,29.8,712,647,0.7,376]
[5916,31,807,705,1.2,375]
[5917,31.9,831,707,1.9,372]
[5918,32.5,789,687,3,370]
[5919,32.700000000000003,696,682,3.5,375]
[5920,32.700000000000003,554,666,4.0999999999999996,374]
[5921,32.200000000000003,375,589,4.3,379]
[5922,31.3,182,328,4.3,387]
[5923,30.2,16,0,5.2,409]
[5924,29.4,0,0,3.8,413]
[5925,28.7,0,0,4.5999999999999996,413]
[5926,28,0,0,3.8,410]
[5927,27.2,0,0,3.8,410]
[5928,26.5,0,0,2,409]
[5929,25.8,0,0,1.6,411]
[5930,25.1,0,0,1.3,407]
[5931,24.4,0,0,1.6,401]
[5932,24,0,0,2,398]
[5933,23.7,0,0,1.8,392]
[5934,23.4,0,0,1.3,386]
[5935,23.8,28,0,1,383]
[5936,25,184,210,1.5,371]
[5937,26.3,340,312,1.2,369]
[5938,27.7,548,541,2.4,362]
[5939,29,677,573,2.2000000000000002,363]
[5940,30.1,790,646,4.3,365]
[5941,31,809,608,4.5999999999999996,365]
[5942,31.3,661,374,4.5999999999999996,369]
[5943,31.4,566,331,4.3,365]
[5944,31.2,466,370,4.3,362]
[5945,30.6,293,180,4.3,363]
[5946,29.8,155,207,3,361]
[5947,28.8,10,0,2.2000000000000002,382]
[5948,28,0,0,1.3,385]
[5949,27.2,0,0,1.5,381]
[5950,26.3,0,0,1.8,378]
[5951,25.5,0,0,2,378]
[5952,24.7,0,0,1.9,377]
[5953,24.1,0,0,1.1000000000000001,377]
[5954,23.4,0,0,1.6,376]
[5955,22.7,0,0,1.8,374]
[5956,22.4,0,0,1.3,370]
[5957,22,0,0,1.5,370]
[5958,21.8,0,0,1,363]
[5959,22.1,23,0,0.9,364]
[5960,23.4,169,184,0.8,350]
[5961,24.7,330,298,1,347]
[5962,25.9,470,307,1,347]
[5963,27.2,631,458,1.6,342]
[5964,28.2,699,457,2.4,343]
[5965,29.1,763,540,2.7,343]
[5966,29.7,746,584,3.2,341]
[5967,30.1,698,669,3.2,342]
[5968,30.3,610,812,4.0999999999999996,341]
[5969,30,415,811,3.6,344]
[5970,29.2,209,421,3.2,346]
[5971,28.1,22,0,2.5,371]
[5972,27.2,0,0,2.4,373]
[5973,26.4,0,0,2.4,375]
[5974,25.5,0,0,0.8,377]
[5975,24.6,0,0,0.8,380]
[5976,23.7,0,0,1,382]
[5977,23,0,0,1.9,381]
[5978,22.3,0,0,2.7,380]
[5979,21.6,0,0,1.8,378]
[5980,21.2,0,0,2,380]
[5981,20.8,0,0,2.7,381]
[5982,20.5,0,0,3.8,383]
[5983,20.7,16,0,4.3,386]
[5984,21.6,147,109,3,367]
[5985,22.6,279,105,5.4,364]
[5986,23.5,405,165,4.7,360]
[5987,24.4,533,215,4.7,358]
[5988,25.2,605,263,3.6,358]
[5989,25.7,573,190,2.5,361]
[5990,26,549,194,2.5,360]
[5991,26,425,101,3.2,369]
[5992,25.7,306,68,4.5999999999999996,372]
[5993,25.2,206,33,5.7,373]
[5994,24.6,93,22,6.1,378]
[5995,23.9,3,0,4.0999999999999996,391]
[5996,23.4,0,0,5.4,392]
[5997,22.8,0,0,3.6,390]
[5998,22.3,0,0,3.2,387]
[5999,21.8,0,0,3.8,383]
[6000,21.3,0,0,4.3,389]
[6001,21,0,0,3.5,383]
[6002,20.7,0,0,2.7,379]
[6003,20.5,0,0,5.7,377]
[6004,20.3,0,0,4.9000000000000004,376]
[6005,20.2,0,0,4.9000000000000004,375]
[6006,20.100000000000001,0,0,4.0999999999999996,373]
[6007,20.5,24,0,3,371]
[6008,21.9,183,229,3.8,359]
[6009,23.6,385,504,5.4,357]
[6010,25.1,532,528,6.3,352]
[6011,26.5,681,606,8,352]
[6012,27.6,738,582,11.9,360]
[6013,28.4,753,563,10.4,360]
[6014,29,715,562,11.4,359]
[6015,29.2,611,474,17.3,362]
[6016,29.1,489,476,14.6,362]
[6017,28.6,351,549,15.5,363]
[6018,27.8,180,335,13.6,365]
[6019,26.7,14,0,12.9,388]
[6020,25.9,0,0,10.1,391]
[6021,25.2,0,0,7.7,387]
[6022,24.4,0,0,8.5,382]
[6023,23.6,0,0,5.7,384]
[6024,22.8,0,0,4.7,386]
[6025,22.1,0,0,4.3,379]
[6026,21.3,0,0,3.6,378]
[6027,20.6,0,0,4.0999999999999996,379]
[6028,20.2,0,0,5.4,373]
[6029,19.7,0,0,2.5,373]
[6030,19.5,0,0,2.7,380]
[6031,19.8,27,0,2.4,386]
[6032,21.4,224,408,3,366]
[6033,23,424,724,4.3,363]
[6034,24.5,600,778,4.0999999999999996,356]
[6035,25.8,723,752,5.2,360]
[6036,26.8,795,720,7,361]
[6037,27.6,827,754,5.9,364]
[6038,28.1,794,770,7,366]
[6039,28.4,697,760,8,365]
[6040,28.2,544,697,7.5,366]
[6041,27.6,355,583,7,369]
[6042,26.7,162,263,5.9,372]
[6043,25.5,7,0,5.2,398]
[6044,24.7,0,0,4.0999999999999996,400]
[6045,23.9,0,0,3.2,400]
[6046,23.1,0,0,3.2,395]
[6047,22.3,0,0,3.6,394]
[6048,21.5,0,0,3.2,389]
[6049,21,0,0,3.8,385]
[6050,20.399999999999999,0,0,3.6,382]
[6051,19.8,0,0,5.2,382]
[6052,19.5,0,0,4.7,382]
[6053,19.2,0,0,2.7,380]
[6054,19,0,0,2.5,379]
[6055,19.399999999999999,25,0,1.8,378]
[6056,21.1,220,397,1.9,358]
[6057,22.7,416,691,1.9,352]
[6058,24.3,596,774,1.9,347]
[6059,25.7,733,797,2,347]
[6060,26.9,814,798,1.8,346]
[6061,27.8,832,783,3,349]
[6062,28.3,788,762,4.0999999999999996,353]
[6063,28.5,700,787,5.7,348]
[6064,28.5,560,793,4.9000000000000004,351]
[6065,27.9,373,708,5.2,352]
[6066,27,174,342,5.4,349]
[6067,25.8,11,0,5.4,376]
[6068,24.9,0,0,5.2,380]
[6069,23.9,0,0,3.8,380]
[6070,23,0,0,3,376]
[6071,22,0,0,1.5,367]
[6072,21.1,0,0,0.7,367]
[6073,20.3,0,0,1.6,366]
[6074,19.399999999999999,0,0,1.8,364]
[6075,18.600000000000001,0,0,3,359]
[6076,18.100000000000001,0,0,0.9,356]
[6077,17.600000000000001,0,0,0.5,356]
[6078,17.3,0,0,0.7,348]
[6079,17.600000000000001,24,0,0.9,350]
[6080,19,209,387,1.5,335]
[6081,20.5,395,581,1.8,335]
[6082,21.9,567,660,2.2000000000000002,332]
[6083,23.1,715,727,3.5,332]
[6084,24.1,780,693,4.5999999999999996,338]
[6085,24.9,790,656,6.1,339]
[6086,25.3,747,642,7.5,341]
[6087,25.5,657,653,8.5,341]
[6088,25.3,521,657,9.6999999999999993,345]
[6089,24.8,347,586,10.1,348]
[6090,23.9,157,274,10.4,349]
[6091,22.8,7,0,9.3000000000000007,372]
[6092,22.1,0,0,7.2,376]
[6093,21.5,0,0,7.5,375]
[6094,20.8,0,0,7.2,373]
[6095,20.2,0,0,6.6,372]
[6096,19.600000000000001,0,0,6.6,373]
[6097,19.3,0,0,6.6,370]
[6098,18.899999999999999,0,0,6.1,368]
[6099,18.600000000000001,0,0,8.5,366]
[6100,18.5,0,0,9.1,364]
[6101,18.3,0,0,7.2,366]
[6102,18.2,0,0,6.1,368]
[6103,18.5,18,0,5.7,367]
[6104,19.8,173,217,4.9000000000000004,350]
[6105,21.1,323,298,3.8,345]
[6106,22.3,452,297,4.3,341]
[6107,23.4,562,310,4.3,340]
[6108,24.2,614,313,3.2,344]
[6109,24.9,636,321,2.5,345]
[6110,25.3,608,328,2.4,345]
[6111,25.5,513,243,3.2,348]
[6112,25.3,378,193,2.7,350]
[6113,24.8,247,125,4.3,352]
[6114,24.1,108,109,3.5,360]
[6115,23.2,2,0,4.5999999999999996,382]
[6116,22.6,0,0,2.5,383]
[6117,22,0,0,2,378]
[6118,21.4,0,0,1.9,375]
[6119,20.9,0,0,1.9,369]
[6120,20.3,0,0,1.6,368]
[6121,19.7,0,0,1.2,368]
[6122,19.100000000000001,0,0,2.2000000000000002,368]
[6123,18.600000000000001,0,0,3.2,367]
[6124,18.2,0,0,3.2,362]
[6125,17.899999999999999,0,0,1.6,359]
[6126,17.7,0,0,1.3,358]
[6127,18,22,0,2.4,353]
[6128,19.5,202,372,2.2000000000000002,340]
[6129,21,387,596,2.2000000000000002,339]
[6130,22.4,565,674,1.9,335]
[6131,23.8,701,718,1.5,334]
[6132,24.8,766,670,1.9,335]
[6133,25.6,787,669,3,336]
[6134,26,730,616,4.5999999999999996,336]
[6135,26.2,643,637,4.5999999999999996,336]
[6136,26.1,500,604,3.6,335]
[6137,25.5,336,587,4.5999999999999996,341]
[6138,24.5,146,256,3.8,350]
[6139,23.4,6,0,3.8,377]
[6140,23.1,0,0,3.5,382]
[6141,22.7,0,0,3.8,383]
[6142,22.4,0,0,3.2,383]
[6143,22,0,0,2.5,381]
[6144,21.7,0,0,3.2,384]
[6145,21.6,0,0,2.4,383]
[6146,21.6,0,0,2.2000000000000002,381]
[6147,21.5,0,0,2.5,377]
[6148,21.5,0,0,2.2000000000000002,377]
[6149,21.5,0,0,2.2000000000000002,378]
[6150,21.5,0,0,2,380]
[6151,21.6,5,0,1.8,379]
[6152,22.5,99,11,2.2000000000000002,368]
[6153,23.5,224,63,2.7,362]
[6154,24.9,437,268,2.2000000000000002,351]
[6155,26.4,596,394,4.3,353]
[6156,27.7,714,550,4.9000000000000004,349]
[6157,28.5,654,354,7,356]
[6158,28.9,568,265,9.6999999999999993,361]
[6159,28.9,429,127,11.4,368]
[6160,28.7,333,96,9.6999999999999993,368]
[6161,28.1,174,29,10.8,378]
[6162,27.3,64,0,9.6999999999999993,386]
[6163,26.5,2,0,8.8000000000000007,401]
[6164,26.1,0,0,7.5,401]
[6165,25.7,0,0,7,408]
[6166,25.3,0,0,8,405]
[6167,24.9,0,0,7,408]
[6168,24.4,0,0,7.5,405]
[6169,22.9,0,0,9.4,414]
[6170,23.4,0,0,7.2,412]
[6171,22.8,0,0,7.5,404]
[6172,22.3,0,0,7.5,405]
[6173,21.9,0,0,8,407]
[6174,22,0,0,7,410]
[6175,22.2,10,0,7.7,413]
[6176,22.7,94,3,6.8,403]
[6177,23.4,184,14,8.5,400]
[6178,23.9,236,12,8.5,400]
[6179,24.4,304,18,8.1999999999999993,396]
[6180,24.8,342,24,7.7,393]
[6181,25.1,349,24,6.8,390]
[6182,25.3,330,23,6.8,385]
[6183,25.4,289,19,5.2,384]
[6184,25.3,222,11,3.8,386]
[6185,25,164,16,5.4,400]
[6186,24.7,69,0,4.9000000000000004,388]
[6187,24.3,1,0,4.3,401]
[6188,23.7,0,0,4.0999999999999996,402]
[6189,23.1,0,0,4.7,399]
[6190,22.5,0,0,4.5999999999999996,394]
[6191,22,0,0,3.5,391]
[6192,21.4,0,0,4.5999999999999996,386]
[6193,21,0,0,3,386]
[6194,20.5,0,0,3.5,382]
[6195,20.100000000000001,0,0,4.0999999999999996,378]
[6196,19.899999999999999,0,0,3.6,379]
[6197,19.600000000000001,0,0,4.5999999999999996,375]
[6198,19.5,0,0,6.1,368]
[6199,19.8,19,0,5.7,365]
[6200,21.3,201,342,5.4,342]
[6201,22.3,291,193,5.4,346]
[6202,23.2,401,191,6.6,342]
[6203,24.2,524,236,8.1999999999999993,338]
[6204,24.9,551,215,8.8000000000000007,345]
[6205,25.5,606,277,9.4,340]
[6206,26.1,629,388,11.9,335]
[6207,26.5,625,579,13.2,331]
[6208,26.3,360,168,12.4,342]
[6209,25.7,215,96,8.8000000000000007,352]
[6210,25,103,143,7.5,354]
[6211,24.2,2,0,7.7,377]
[6212,23.4,0,0,8.8000000000000007,374]
[6213,22.6,0,0,8.1999999999999993,376]
[6214,21.8,0,0,5.9,375]
[6215,21.1,0,0,6.6,370]
[6216,20.3,0,0,5.4,369]
[6217,19.5,0,0,6.1,367]
[6218,18.7,0,0,6.8,368]
[6219,17.899999999999999,0,0,6.8,365]
[6220,17.399999999999999,0,0,4.5999999999999996,364]
[6221,17,0,0,3.2,365]
[6222,16.7,0,0,3.8,361]
[6223,16.899999999999999,18,0,3.8,358]
[6224,18.3,201,354,2.5,343]
[6225,19.7,391,662,3.2,341]
[6226,21.1,566,738,3.2,336]
[6227,22.3,689,722,5.2,336]
[6228,23.3,767,722,5.7,341]
[6229,24,783,711,5.2,339]
[6230,24.4,746,721,5.2,340]
[6231,24.6,650,723,6.6,341]
[6232,24.4,493,649,6.1,347]
[6233,23.8,315,574,4.3,352]
[6234,22.9,128,242,4.5999999999999996,364]
[6235,21.8,2,0,3,388]
[6236,21.4,0,0,3.2,388]
[6237,21,0,0,3.8,388]
[6238,20.6,0,0,2.4,385]
[6239,20.100000000000001,0,0,2.2000000000000002,385]
[6240,19.7,0,0,3.5,386]
[6241,19.7,0,0,3.2,379]
[6242,19.600000000000001,0,0,3,380]
[6243,19.5,0,0,1.9,382]
[6244,19.5,0,0,2.2000000000000002,386]
[6245,19.5,0,0,1.1000000000000001,388]
[6246,19.5,0,0,0.9,387]
[6247,19.8,16,0,0.8,388]
[6248,21.4,191,303,1,368]
[6249,23.1,381,617,0.8,364]
[6250,24.7,536,626,0.8,358]
[6251,26.1,662,642,1.6,358]
[6252,27.3,750,678,2.4,357]
[6253,28.2,776,700,2.5,359]
[6254,28.9,743,728,2.4,358]
[6255,29.2,659,773,3.8,358]
[6256,29.2,516,772,3.8,358]
[6257,28.6,326,654,1.3,364]
[6258,27.7,134,273,1.8,366]
[6259,26.5,4,0,1.3,389]
[6260,25.9,0,0,1.1000000000000001,393]
[6261,25.2,0,0,1.9,393]
[6262,24.5,0,0,1.3,389]
[6263,23.8,0,0,1.8,387]
[6264,23.2,0,0,1.3,388]
[6265,22.5,0,0,1,389]
[6266,21.7,0,0,1.2,384]
[6267,20.9,0,0,2.7,381]
[6268,20.5,0,0,4.0999999999999996,378]
[6269,20.100000000000001,0,0,1.6,377]
[6270,19.8,0,0,1.6,374]
[6271,20,15,0,2,372]
[6272,21.3,187,364,1.6,352]
[6273,22.7,365,528,1.6,350]
[6274,24,530,616,1.2,348]
[6275,25.2,651,609,0.9,352]
[6276,26.1,715,621,1.3,354]
[6277,26.8,732,618,1.6,351]
[6278,27.2,691,619,2.7,354]
[6279,27.3,597,573,5.2,359]
[6280,27.2,456,512,4.9000000000000004,360]
[6281,26.6,289,483,6.6,361]
[6282,25.7,113,301,5.9,369]
[6283,24.8,1,0,4.9000000000000004,373]
[6284,24.1,0,0,4.9000000000000004,375]
[6285,23.4,0,0,4.0999999999999996,374]
[6286,22.7,0,0,1.5,372]
[6287,22,0,0,1.3,374]
[6288,21.3,0,0,1.3,374]
[6289,20.8,0,0,3.2,375]
[6290,20.399999999999999,0,0,2.5,377]
[6291,19.899999999999999,0,0,3.2,370]
[6292,19.600000000000001,0,0,2.7,372]
[6293,19.3,0,0,1.8,376]
[6294,19.2,0,0,2,376]
[6295,19.399999999999999,18,0,1.5,378]
[6296,20.8,181,342,1.3,360]
[6297,22.1,337,425,1.3,362]
[6298,23.5,512,553,2.4,357]
[6299,24.6,590,446,3.2,360]
[6300,25.5,670,497,1.8,358]
[6301,26.3,715,563,1.2,354]
[6302,26.6,630,428,1.6,357]
[6303,26.8,547,417,1.8,355]
[6304,26.7,442,477,2.2000000000000002,354]
[6305,26.2,307,564,1.3,351]
[6306,25.4,116,368,1.2,359]
[6307,24.4,3,0,1.2,359]
[6308,23.8,0,0,1.3,361]
[6309,23.3,0,0,1.1000000000000001,362]
[6310,22.7,0,0,0.8,363]
[6311,22.1,0,0,1.3,365]
[6312,21.5,0,0,1.8,361]
[6313,21.1,0,0,1.5,364]
[6314,20.7,0,0,0.8,360]
[6315,20.3,0,0,1.2,359]
[6316,20.100000000000001,0,0,1,361]
[6317,19.899999999999999,0,0,0.6,364]
[6318,19.7,0,0,0.5,363]
[6319,19.899999999999999,14,0,0.6,366]
[6320,21.5,196,372,0.7,348]
[6321,23.1,384,682,1.3,349]
[6322,24.6,555,744,2.2000000000000002,343]
[6323,26,693,786,2.7,345]
[6324,27.1,772,793,3.6,347]
[6325,28,792,800,2.7,349]
[6326,28.5,755,820,2.7,349]
[6327,28.8,652,802,3.6,352]
[6328,28.6,498,761,4.9000000000000004,356]
[6329,28.1,312,655,4.7,361]
[6330,27.1,121,437,4.0999999999999996,367]
[6331,26,2,0,4.7,366]
[6332,25.2,0,0,5.7,372]
[6333,24.3,0,0,3.2,369]
[6334,23.5,0,0,4.3,369]
[6335,22.7,0,0,3.5,366]
[6336,21.8,0,0,3.8,372]
[6337,21,0,0,3.5,371]
[6338,20.2,0,0,3.2,371]
[6339,19.399999999999999,0,0,6.3,366]
[6340,18.899999999999999,0,0,6.6,367]
[6341,18.5,0,0,3.2,371]
[6342,18.2,0,0,4.0999999999999996,375]
[6343,18.3,15,0,2.7,381]
[6344,19.8,205,418,3.8,353]
[6345,21.4,413,828,2.7,351]
[6346,22.9,604,916,2.4,343]
[6347,24.3,745,944,3,340]
[6348,25.4,828,955,3.8,342]
[6349,26.2,850,960,2.7,347]
[6350,26.7,804,957,3,345]
[6351,26.9,695,939,4.7,350]
[6352,26.7,531,895,5.7,348]
[6353,26.1,332,782,5.4,352]
[6354,25.1,124,498,4.7,359]
[6355,23.9,1,0,7,358]
[6356,23.2,0,0,6.1,359]
[6357,22.4,0,0,4.5999999999999996,355]
[6358,21.6,0,0,2.7,356]
[6359,20.8,0,0,3.2,356]
[6360,20,0,0,3.5,355]
[6361,19.5,0,0,3.5,356]
[6362,19,0,0,3.2,353]
[6363,18.399999999999999,0,0,4.3,354]
[6364,18.100000000000001,0,0,5.7,358]
[6365,17.8,0,0,2.5,361]
[6366,17.600000000000001,0,0,2.2000000000000002,358]
[6367,17.7,14,0,1.9,362]
[6368,19.3,207,420,3,341]
[6369,21,419,856,5.2,338]
[6370,22.6,610,934,5.7,333]
[6371,24.1,756,968,6.3,332]
[6372,25.3,839,978,6.8,334]
[6373,26.1,859,980,6.6,336]
[6374,26.7,813,977,8,335]
[6375,26.9,703,960,9.1,337]
[6376,26.7,537,917,9.1,343]
[6377,26.1,331,798,9.1,347]
[6378,25,122,507,7.7,354]
[6379,23.8,1,0,5.2,353]
[6380,23.4,0,0,6.1,361]
[6381,22.9,0,0,6.8,363]
[6382,22.5,0,0,5.9,362]
[6383,22,0,0,5.4,360]
[6384,21.6,0,0,5.4,361]
[6385,21.4,0,0,6.3,362]
[6386,21.1,0,0,6.8,361]
[6387,20.9,0,0,7.2,362]
[6388,20.8,0,0,6.3,366]
[6389,20.7,0,0,6.3,373]
[6390,20.6,0,0,5.9,376]
[6391,20.8,13,0,5.9,377]
[6392,22.5,199,409,4.7,349]
[6393,24.2,406,824,5.9,349]
[6394,25.9,589,897,5.4,345]
[6395,27.4,730,931,5.2,344]
[6396,28.7,819,955,4.0999999999999996,342]
[6397,29.7,841,962,6.8,340]
[6398,30.3,798,963,7.7,342]
[6399,30.6,692,953,9.1,343]
[6400,30.4,530,915,9.6999999999999993,343]
[6401,29.8,327,799,11.4,343]
[6402,28.7,120,525,11.4,353]
[6403,27.6,1,0,12.4,357]
[6404,26.9,0,0,14.1,363]
[6405,26.3,0,0,12.4,365]
[6406,25.7,0,0,9.6999999999999993,366]
[6407,25.1,0,0,8.8000000000000007,368]
[6408,24.5,0,0,6.3,373]
[6409,23.9,0,0,5.9,378]
[6410,23.2,0,0,5.2,385]
[6411,22.6,0,0,5.9,389]
[6412,22.3,0,0,6.1,391]
[6413,21.9,0,0,2.7,391]
[6414,21.7,0,0,2.5,394]
[6415,21.7,3,0,2.7,395]
[6416,22.3,81,0,2.2000000000000002,382]
[6417,23.2,213,71,2,372]
[6418,24.2,346,147,2.4,368]
[6419,24.1,117,0,4.0999999999999996,393]
[6420,24.5,317,35,3.5,381]
[6421,25.3,526,223,3,368]
[6422,26.1,632,462,3.8,362]
[6423,26.6,567,561,3.6,363]
[6424,26.8,461,594,2,354]
[6425,26.8,341,749,2,351]
[6426,26.2,119,472,2,364]
[6427,25.6,3,0,3.5,364]
[6428,25,0,0,2,370]
[6429,24.4,0,0,2.4,373]
[6430,23.8,0,0,3,375]
[6431,23.2,0,0,3.2,380]
[6432,22.6,0,0,4.7,378]
[6433,22.1,0,0,3.2,379]
[6434,21.7,0,0,4.5999999999999996,378]
[6435,21.2,0,0,5.9,381]
[6436,21,0,0,6.3,382]
[6437,20.7,0,0,4.9000000000000004,385]
[6438,20.5,0,0,6.3,387]
[6439,20.5,3,0,3.5,388]
[6440,21.3,95,32,3,370]
[6441,22.4,249,144,3.6,362]
[6442,23.2,337,120,4.9000000000000004,361]
[6443,24.2,483,227,5.4,359]
[6444,25.3,619,365,7.5,352]
[6445,25.8,540,253,7.5,359]
[6446,25.7,269,22,8.1999999999999993,371]
[6447,25.9,476,267,11.4,349]
[6448,25.9,335,191,10.8,354]
[6449,25.6,250,398,8.5,352]
[6450,25,70,114,10.4,364]
[6451,24.3,1,0,10.8,366]
[6452,23.7,0,0,10.8,370]
[6453,23.1,0,0,9.6999999999999993,370]
[6454,22.5,0,0,9.4,373]
[6455,21.9,0,0,7,371]
[6456,21.3,0,0,8.5,366]
[6457,20.9,0,0,8.8000000000000007,371]
[6458,20.399999999999999,0,0,8,376]
[6459,19.899999999999999,0,0,10.1,372]
[6460,19.7,0,0,8.1999999999999993,369]
[6461,19.399999999999999,0,0,6.3,374]
[6462,19.3,0,0,8,370]
[6463,19.3,5,0,7.5,369]
[6464,20.3,122,134,7.7,353]
[6465,21.6,300,348,8,345]
[6466,22.9,457,418,6.6,339]
[6467,24.2,616,585,7,339]
[6468,25.2,662,520,7.2,339]
[6469,25.7,601,342,8.5,344]
[6470,26.1,591,397,8.8000000000000007,345]
[6471,26.3,519,435,10.4,346]
[6472,26.1,378,335,10.8,351]
[6473,25.8,288,566,8.1999999999999993,342]
[6474,25,95,397,7.2,355]
[6475,24.1,0,0,4.9000000000000004,357]
[6476,23.4,0,0,4.7,364]
[6477,22.6,0,0,3.8,364]
[6478,21.9,0,0,1.2,365]
[6479,21.1,0,0,1.1000000000000001,366]
[6480,20.399999999999999,0,0,1.8,368]
[6481,19.7,0,0,2.2000000000000002,369]
[6482,19,0,0,3,367]
[6483,18.3,0,0,2.4,368]
[6484,17.899999999999999,0,0,1.5,371]
[6485,17.5,0,0,0.9,369]
[6486,17.2,0,0,0.9,373]
[6487,17.2,2,0,1.2,378]
[6488,18.100000000000001,119,130,0.8,357]
[6489,19.100000000000001,267,159,0.6,346]
[6490,20.100000000000001,406,294,0.6,342]
[6491,20.9,482,221,0.8,346]
[6492,21.6,569,294,1.1000000000000001,342]
[6493,22.3,622,394,1.6,336]
[6494,22.7,590,405,2.4,339]
[6495,22.8,482,344,4.0999999999999996,343]
[6496,22.7,365,329,6.1,342]
[6497,22.2,210,274,6.1,344]
[6498,21.5,74,222,6.1,345]
[6499,20.7,0,0,4.9000000000000004,347]
[6500,20.399999999999999,0,0,5.2,352]
[6501,20.100000000000001,0,0,4.3,354]
[6502,19.8,0,0,3.2,353]
[6503,19.5,0,0,2.4,353]
[6504,19.2,0,0,1.3,353]
[6505,19.2,0,0,1.5,350]
[6506,19.2,0,0,1.6,353]
[6507,19.3,0,0,1.8,355]
[6508,19.3,0,0,0.8,360]
[6509,19.3,0,0,0.5,363]
[6510,19.3,0,0,0.6,363]
[6511,19.399999999999999,5,0,0.5,364]
[6512,20.6,133,209,0.6,347]
[6513,22,295,362,0.7,345]
[6514,23.3,441,387,0.7,337]
[6515,24.8,612,596,1.1000000000000001,336]
[6516,26,698,655,3,333]
[6517,26.9,715,661,3.8,337]
[6518,27.6,681,696,5.4,338]
[6519,27.8,573,614,5.7,343]
[6520,27.7,389,434,5.7,352]
[6521,27.1,232,367,6.6,355]
[6522,26.2,71,205,6.6,363]
[6523,25.3,0,0,6.3,362]
[6524,24.7,0,0,5.7,370]
[6525,24.2,0,0,6.3,371]
[6526,23.7,0,0,2.7,374]
[6527,23.1,0,0,3,376]
[6528,22.6,0,0,2.7,379]
[6529,21.9,0,0,2.4,375]
[6530,21.2,0,0,2,376]
[6531,20.5,0,0,2.7,375]
[6532,20.100000000000001,0,0,5.4,375]
[6533,19.8,0,0,2.2000000000000002,378]
[6534,19.5,0,0,2,384]
[6535,19.600000000000001,7,0,2,383]
[6536,20.8,159,278,1.9,360]
[6537,22.1,330,507,2.5,357]
[6538,23.4,493,627,1.6,354]
[6539,24.5,625,647,4.5999999999999996,352]
[6540,25.4,661,568,4.9000000000000004,355]
[6541,26.1,683,572,4.9000000000000004,355]
[6542,26.5,648,613,6.1,354]
[6543,26.7,584,706,4.7,353]
[6544,26.6,444,716,4.3,352]
[6545,26.1,244,506,3.5,357]
[6546,25.2,69,227,4.0999999999999996,366]
[6547,24.3,0,0,3,361]
[6548,23.3,0,0,2.2000000000000002,367]
[6549,22.2,0,0,2.5,365]
[6550,21.2,0,0,2,361]
[6551,20.2,0,0,1.1000000000000001,356]
[6552,19.100000000000001,0,0,1,352]
[6553,18.2,0,0,1.3,363]
[6554,17.2,0,0,1.3,362]
[6555,16.2,0,0,2.1,359]
[6556,15.7,0,0,1.7,358]
[6557,15.1,0,0,1.4,360]
[6558,14.8,0,0,1.1000000000000001,356]
[6559,14.9,8,0,2.1,358]
[6560,16.5,171,349,2.2000000000000002,332]
[6561,18.399999999999999,360,708,2.7,329]
[6562,20.100000000000001,529,776,3.2,326]
[6563,21.7,653,780,4.3,323]
[6564,23,727,785,3.3,324]
[6565,23.9,737,769,3.3,324]
[6566,24.5,687,754,2.7,327]
[6567,24.6,586,747,3.2,329]
[6568,24.4,433,689,1.8,335]
[6569,23.5,248,553,1.8,339]
[6570,22.3,71,261,1.4,346]
[6571,21,0,0,0.9,341]
[6572,20.2,0,0,0.3,348]
[6573,19.3,0,0,1.3,348]
[6574,18.399999999999999,0,0,0.2,349]
[6575,17.600000000000001,0,0,0.4,348]
[6576,16.7,0,0,1,345]
[6577,16.100000000000001,0,0,0.4,344]
[6578,15.5,0,0,0.4,343]
[6579,14.9,0,0,1.2,344]
[6580,14.5,0,0,1.6,347]
[6581,14.2,0,0,1.3,344]
[6582,14,0,0,1.1000000000000001,344]
[6583,14.1,7,0,1.8,349]
[6584,15.9,168,347,2.2000000000000002,330]
[6585,17.899999999999999,364,747,3.3,329]
[6586,19.8,535,812,4,326]
[6587,21.5,661,824,4.5999999999999996,329]
[6588,22.9,735,827,5.9,332]
[6589,23.9,755,847,7.5,328]
[6590,24.6,713,861,8.3000000000000007,329]
[6591,24.8,597,792,8.8000000000000007,331]
[6592,24.5,433,709,9.1,337]
[6593,23.6,243,552,10,340]
[6594,22.3,66,247,10.4,348]
[6595,21,0,0,8.3000000000000007,345]
[6596,20.399999999999999,0,0,7.5,351]
[6597,19.7,0,0,3.3,346]
[6598,19.100000000000001,0,0,2.6,348]
[6599,18.399999999999999,0,0,3.7,350]
[6600,17.7,0,0,3.3,347]
[6601,17.2,0,0,4.3,340]
[6602,16.7,0,0,5,338]
[6603,16.100000000000001,0,0,5.4,338]
[6604,15.8,0,0,6.3,341]
[6605,15.6,0,0,3.8,346]
[6606,15.4,0,0,3.3,343]
[6607,15.4,5,0,2,344]
[6608,17.100000000000001,157,297,2.4,322]
[6609,18.8,334,594,2.6,323]
[6610,20.6,496,659,2.6,319]
[6611,22.3,643,716,2.6,315]
[6612,23.4,644,539,3,319]
[6613,24.1,630,461,3.3,319]
[6614,24.4,534,312,3.7,327]
[6615,24.2,397,189,4.3,334]
[6616,23.9,336,311,4,331]
[6617,23.1,201,326,3.7,327]
[6618,22,49,62,2.7,337]
[6619,21,0,0,2.2000000000000002,342]
[6620,20.399999999999999,0,0,1.6,345]
[6621,19.899999999999999,0,0,2.4,346]
[6622,19.3,0,0,3.5,345]
[6623,18.8,0,0,4.3,345]
[6624,18.3,0,0,4.5999999999999996,347]
[6625,17.899999999999999,0,0,4.3,346]
[6626,17.5,0,0,4.3,348]
[6627,17.100000000000001,0,0,5.9,348]
[6628,16.8,0,0,5.9,347]
[6629,16.600000000000001,0,0,5.6,348]
[6630,16.5,0,0,6.3,346]
[6631,16.5,2,0,5,344]
[6632,17.600000000000001,104,107,5.9,327]
[6633,19,238,127,6.6,323]
[6634,20.2,338,118,6.6,326]
[6635,21.7,499,314,9.1,322]
[6636,22.8,544,298,9.5,326]
[6637,23.8,597,376,9.6999999999999993,324]
[6638,24.2,498,230,11.2,332]
[6639,24.4,421,231,11.9,335]
[6640,24.3,342,345,11.9,333]
[6641,23.7,172,162,12.6,343]
[6642,22.7,34,0,10.4,357]
[6643,21.7,0,0,10.8,365]
[6644,21.2,0,0,9.5,365]
[6645,20.7,0,0,7.5,363]
[6646,20.2,0,0,3.7,363]
[6647,19.7,0,0,2,364]
[6648,19.2,0,0,1.4,361]
[6649,18.8,0,0,1.1000000000000001,364]
[6650,18.399999999999999,0,0,0.9,365]
[6651,18,0,0,1,372]
[6652,17.7,0,0,1.4,368]
[6653,17.5,0,0,0.7,366]
[6654,17.399999999999999,0,0,1.1000000000000001,363]
[6655,17.399999999999999,2,0,1.8,365]
[6656,18.5,95,72,1.4,351]
[6657,19.600000000000001,194,56,1.7,351]
[6658,20.6,273,34,3.3,348]
[6659,21.8,407,146,3.8,347]
[6660,23.4,620,471,4.5999999999999996,345]
[6661,24.5,595,381,3.8,349]
[6662,25.4,621,585,5,341]
[6663,25.9,557,704,6.3,344]
[6664,26,403,602,7.5,350]
[6665,25.6,252,507,8.9,348]
[6666,24.6,60,0,8.3000000000000007,361]
[6667,23.8,0,0,7.3,366]
[6668,23,0,0,4,364]
[6669,22.3,0,0,3.5,361]
[6670,21.5,0,0,2.6,363]
[6671,20.7,0,0,2,358]
[6672,20,0,0,1.8,360]
[6673,19.2,0,0,1.7,360]
[6674,18.399999999999999,0,0,2.6,359]
[6675,17.5,0,0,3.3,363]
[6676,17.100000000000001,0,0,3.7,359]
[6677,16.600000000000001,0,0,1.6,360]
[6678,16.3,0,0,1.4,359]
[6679,16.399999999999999,5,0,1.2,356]
[6680,18,161,346,1.4,334]
[6681,19.899999999999999,364,784,2.2000000000000002,332]
[6682,21.8,548,906,3,332]
[6683,23.5,686,941,3.8,332]
[6684,24.9,764,954,6.3,331]
[6685,25.9,774,948,7,335]
[6686,26.5,726,947,8.3000000000000007,338]
[6687,26.7,613,924,8,343]
[6688,26.4,448,863,7.8,347]
[6689,25.5,250,463,5.9,352]
[6690,24,36,0,7.8,371]
[6691,23.5,0,0,7.5,378]
[6692,23,0,0,6.6,380]
[6693,22.5,0,0,5,379]
[6694,22.1,0,0,4.3,379]
[6695,21.6,0,0,4.8,379]
[6696,21.1,0,0,3.8,384]
[6697,20.8,0,0,5.2,389]
[6698,20.7,0,0,5.4,391]
[6699,20.399999999999999,0,0,3.8,394]
[6700,20.5,0,0,2.6,393]
[6701,20.6,0,0,2.2000000000000002,396]
[6702,19.600000000000001,0,0,2.7,402]
[6703,18.7,2,0,3.2,399]
[6704,20.399999999999999,13,0,3.7,408]
[6705,20.8,32,0,4.3,406]
[6706,21.3,45,0,4.8,402]
[6707,21.6,61,0,5.9,399]
[6708,21.8,76,0,4.5999999999999996,400]
[6709,22,78,0,4.8,401]
[6710,23.5,528,300,5.2,376]
[6711,24.5,448,348,5,364]
[6712,24.9,324,321,5.9,360]
[6713,25,177,219,6.6,365]
[6714,24.6,22,0,7,398]
[6715,24,0,0,5.9,406]
[6716,23.6,0,0,6.3,408]
[6717,23,0,0,6.6,402]
[6718,22.3,0,0,5.4,402]
[6719,21.8,0,0,5.9,400]
[6720,20.8,0,0,5.6,395]
[6721,20.8,0,0,3.3,395]
[6722,20,0,0,4.3,391]
[6723,19.2,0,0,6.3,387]
[6724,18.8,0,0,6.3,386]
[6725,18.399999999999999,0,0,4.5999999999999996,384]
[6726,18.100000000000001,0,0,5.2,383]
[6727,18,1,0,5,383]
[6728,18.899999999999999,95,98,5.4,368]
[6729,20.2,242,156,4.8,364]
[6730,21.4,361,160,6.3,368]
[6731,22.4,447,189,7.3,355]
[6732,23.3,512,206,7.8,343]
[6733,23.9,510,189,7.3,348]
[6734,24.3,480,198,7.5,349]
[6735,24.4,417,251,9.4,351]
[6736,24.1,273,130,8.9,357]
[6737,23.5,146,130,8.8000000000000007,364]
[6738,22.6,17,0,9.5,381]
[6739,22.1,0,0,8.3000000000000007,383]
[6740,21.6,0,0,6.6,380]
[6741,21.2,0,0,4,381]
[6742,20.7,0,0,3.7,381]
[6743,20.2,0,0,3.5,379]
[6744,19.7,0,0,2.9,379]
[6745,19.5,0,0,2.9,375]
[6746,19.3,0,0,2.6,379]
[6747,19.100000000000001,0,0,3.2,379]
[6748,18.899999999999999,0,0,3.8,379]
[6749,18.8,0,0,4,380]
[6750,18.7,0,0,4.3,376]
[6751,18.8,3,0,2.4,375]
[6752,19.899999999999999,108,178,2.2000000000000002,357]
[6753,21.3,243,165,1.6,351]
[6754,22.5,336,127,1.7,355]
[6755,23.7,436,200,2.6,355]
[6756,24.7,499,219,4.3,356]
[6757,25.6,549,328,4.8,359]
[6758,26.1,493,279,5,362]
[6759,26.3,411,221,5,364]
[6760,26.1,301,196,5.9,364]
[6761,25.4,133,94,4.8,376]
[6762,24.4,5,0,5.9,395]
[6763,24.1,0,0,5,398]
[6764,23.8,0,0,4.5999999999999996,399]
[6765,23.4,0,0,3.5,392]
[6766,23.1,0,0,3.2,393]
[6767,22.8,0,0,3.5,393]
[6768,22.5,0,0,4.3,395]
[6769,22.3,0,0,4.5999999999999996,389]
[6770,22.1,0,0,5.9,391]
[6771,21.9,0,0,4.8,389]
[6772,21.8,0,0,3.5,386]
[6773,21.7,0,0,4.5999999999999996,391]
[6774,21.6,0,0,5.9,394]
[6775,21.7,5,0,7,387]
[6776,22.8,109,142,7,371]
[6777,22.8,63,0,5.6,390]
[6778,24.3,365,249,7,364]
[6779,26,565,560,8,359]
[6780,27.4,643,555,8,359]
[6781,27.4,280,47,7.5,383]
[6782,26.4,56,0,7.3,400]
[6783,25.9,116,0,7.5,408]
[6784,25.9,226,87,7.8,378]
[6785,25.7,182,241,7.5,365]
[6786,25.2,16,0,9.8000000000000007,386]
[6787,24.9,0,0,9.8000000000000007,386]
[6788,24.6,0,0,9.1,391]
[6789,24.4,0,0,8.9,387]
[6790,24.1,0,0,7,386]
[6791,23.8,0,0,8.3000000000000007,385]
[6792,23.6,0,0,7.3,384]
[6793,23.2,0,0,5.4,383]
[6794,22.7,0,0,4.3,385]
[6795,22.3,0,0,5,386]
[6796,22.1,0,0,2.9,386]
[6797,21.9,0,0,2,386]
[6798,21.7,0,0,2.7,386]
[6799,21.7,1,0,2.4,385]
[6800,22.5,77,39,2.4,373]
[6801,23.8,207,103,2.2000000000000002,368]
[6802,25,324,118,1.8,363]
[6803,26.2,419,182,2.6,369]
[6804,27.1,450,152,3.2,367]
[6805,27.5,386,76,4.3,374]
[6806,27.9,408,130,3.7,375]
[6807,28,329,83,4.3,378]
[6808,27.8,247,96,5.6,376]
[6809,27.2,127,92,5.2,379]
[6810,26.3,9,0,4,395]
[6811,25.8,0,0,4.3,398]
[6812,25.3,0,0,4.3,397]
[6813,24.8,0,0,4.3,402]
[6814,24.2,0,0,5,400]
[6815,23.7,0,0,4.5999999999999996,399]
[6816,23.2,0,0,3.5,397]
[6817,22.7,0,0,3,407]
[6818,22.3,0,0,2.9,404]
[6819,22.1,0,0,3.2,407]
[6820,21.9,0,0,3.3,406]
[6821,21.7,0,0,2.6,405]
[6822,21.6,0,0,2.4,406]
[6823,21.6,1,0,3.2,405]
[6824,22.2,59,0,4.5999999999999996,398]
[6825,22.9,130,3,3,394]
[6826,23.6,207,11,3.8,384]
[6827,24.4,286,24,4.3,384]
[6828,25,326,30,2.7,385]
[6829,25.5,320,26,3,386]
[6830,25.8,305,29,3.2,392]
[6831,25.8,250,23,2.2000000000000002,391]
[6832,25.7,179,20,2.9,407]
[6833,25.3,94,7,2.6,394]
[6834,24.8,11,0,2.4,400]
[6835,24.4,0,0,1.8,394]
[6836,24,0,0,2.2000000000000002,392]
[6837,23.6,0,0,2.4,390]
[6838,23.2,0,0,2,389]
[6839,22.7,0,0,1.7,397]
[6840,21.8,0,0,1,395]
[6841,22,0,0,1.1000000000000001,395]
[6842,21.4,0,0,0.8,393]
[6843,21.2,0,0,0.7,388]
[6844,21.1,0,0,0.3,385]
[6845,20.9,0,0,0.5,385]
[6846,20.8,0,0,0.1,383]
[6847,20.8,1,0,0.1,383]
[6848,21.6,77,34,0.1,386]
[6849,22.6,183,63,0.4,385]
[6850,23.6,266,55,0.4,389]
[6851,24.4,330,65,0.4,394]
[6852,25.1,372,67,0.7,380]
[6853,25.6,373,63,1,378]
[6854,25.9,340,59,0.8,383]
[6855,26,278,40,0.9,381]
[6856,25.8,195,28,0.8,380]
[6857,25.3,97,21,0.9,382]
[6858,24.6,4,0,0.6,395]
[6859,24.1,0,0,0.2,393]
[6860,23.6,0,0,0.8,392]
[6861,23.1,0,0,0.6,389]
[6862,22.6,0,0,1.1000000000000001,387]
[6863,22.1,0,0,0.2,383]
[6864,21.6,0,0,0.5,377]
[6865,21.1,0,0,0.1,373]
[6866,20.6,0,0,0.1,371]
[6867,20.100000000000001,0,0,1,368]
[6868,19.899999999999999,0,0,1.1000000000000001,369]
[6869,19.600000000000001,0,0,0.4,362]
[6870,19.399999999999999,0,0,0.7,360]
[6871,19.5,7,0,0.2,359]
[6872,20.7,119,347,0.2,360]
[6873,22.6,331,582,0.6,352]
[6874,23.5,307,148,1,367]
[6875,24.9,528,485,1,356]
[6876,26,567,407,1.2,355]
[6877,26.1,365,72,1.8,375]
[6878,26.2,371,98,2.2000000000000002,372]
[6879,26.3,354,157,2.7,367]
[6880,26.2,326,417,2.6,356]
[6881,25.8,209,424,3.2,347]
[6882,24.8,19,0,3,366]
[6883,24.1,0,0,3.5,368]
[6884,23.5,0,0,2.6,367]
[6885,22.8,0,0,2.6,364]
[6886,22.1,0,0,2.1,360]
[6887,21.4,0,0,1.3,358]
[6888,20.8,0,0,1.6,358]
[6889,20.3,0,0,1.3,352]
[6890,19.8,0,0,1.6,349]
[6891,19.3,0,0,2.6,346]
[6892,19,0,0,2.4,350]
[6893,18.7,0,0,1.8,348]
[6894,18.600000000000001,0,0,2,352]
[6895,18.600000000000001,5,0,1.8,351]
[6896,20.100000000000001,141,371,2.2000000000000002,352]
[6897,21.6,273,419,2.2000000000000002,363]
[6898,23.1,431,511,3,353]
[6899,23.9,398,179,4.8,364]
[6900,24.9,532,353,5.4,358]
[6901,25.6,513,276,4.5999999999999996,364]
[6902,25.7,374,114,4.3,370]
[6903,25.7,347,170,5.9,368]
[6904,25.8,409,653,5.4,351]
[6905,25.3,181,327,6.3,365]
[6906,24.3,23,0,7.3,377]
[6907,23.5,0,0,6.6,377]
[6908,22.6,0,0,4,377]
[6909,21.8,0,0,3.7,372]
[6910,20.9,0,0,2.4,366]
[6911,20.100000000000001,0,0,1.6,364]
[6912,19.3,0,0,2.1,356]
[6913,18.5,0,0,2.2000000000000002,358]
[6914,17.7,0,0,1.8,355]
[6915,16.899999999999999,0,0,2.9,350]
[6916,16.5,0,0,2.1,342]
[6917,16.100000000000001,0,0,1.7,336]
[6918,15.8,0,0,2.9,327]
[6919,15.7,2,0,4.3,324]
[6920,16.899999999999999,118,397,4,327]
[6921,18.5,296,617,2.9,326]
[6922,20,457,711,2.9,319]
[6923,21.5,594,785,3.3,322]
[6924,22.8,669,828,4.3,325]
[6925,23.7,671,799,3.5,328]
[6926,24.2,620,789,4,326]
[6927,24.3,516,778,3.7,329]
[6928,24,361,699,4.5999999999999996,334]
[6929,23.1,182,350,3.3,340]
[6930,21.9,12,0,2.9,366]
[6931,21.5,0,0,3,372]
[6932,21,0,0,3.2,371]
[6933,20.6,0,0,4,374]
[6934,20.2,0,0,3,372]
[6935,19.8,0,0,2,366]
[6936,19.399999999999999,0,0,2,367]
[6937,19.2,0,0,3.5,363]
[6938,19.100000000000001,0,0,2.1,360]
[6939,19,0,0,3.7,362]
[6940,19,0,0,3.5,358]
[6941,18.899999999999999,0,0,4,363]
[6942,18.899999999999999,0,0,3,364]
[6943,19,5,0,3.5,367]
[6944,19.8,79,90,3.5,371]
[6945,20.6,134,12,3.8,381]
[6946,21,152,0,5.4,388]
[6947,21.1,111,0,4.8,395]
[6948,21.3,177,1,5,391]
[6949,21.4,112,0,4.3,389]
[6950,22.6,511,370,4,360]
[6951,22.9,296,97,5.2,377]
[6952,22.8,136,1,5.2,386]
[6953,22.6,98,46,5.2,378]
[6954,22.1,8,0,5,387]
[6955,21.7,0,0,4,394]
[6956,21.3,0,0,5,391]
[6957,20.8,0,0,5.4,388]
[6958,20.399999999999999,0,0,4.5999999999999996,391]
[6959,19.899999999999999,0,0,4.5999999999999996,387]
[6960,18.899999999999999,0,0,4.3,385]
[6961,19.5,0,0,5.6,384]
[6962,19.100000000000001,0,0,5.4,383]
[6963,18.600000000000001,0,0,5,379]
[6964,18.399999999999999,0,0,5,375]
[6965,18.2,0,0,5.6,373]
[6966,18,0,0,5.9,368]
[6967,18,1,0,5.2,366]
[6968,18.7,70,36,4,369]
[6969,19.8,194,103,3.8,365]
[6970,20.8,289,95,3,370]
[6971,21.8,377,131,2.9,356]
[6972,22.6,419,126,3.2,342]
[6973,23.2,419,136,3.7,346]
[6974,23.4,356,96,3,350]
[6975,23.4,268,35,2.4,352]
[6976,23.2,198,56,1.8,354]
[6977,22.7,104,74,1.8,359]
[6978,22,2,0,2.4,380]
[6979,21.4,0,0,1.8,380]
[6980,20.8,0,0,1.2,376]
[6981,20.3,0,0,1.2,372]
[6982,19.7,0,0,1.6,371]
[6983,19.2,0,0,2.4,371]
[6984,18.600000000000001,0,0,2.1,371]
[6985,18.100000000000001,0,0,1.3,364]
[6986,17.5,0,0,0.8,359]
[6987,17,0,0,1.4,356]
[6988,16.7,0,0,1.4,354]
[6989,16.399999999999999,0,0,0.8,351]
[6990,16.2,0,0,1.8,354]
[6991,16.2,1,0,2.1,347]
[6992,17,81,87,2.7,350]
[6993,18.100000000000001,209,145,4,345]
[6994,19.2,328,161,5.2,342]
[6995,20.2,411,190,5.9,346]
[6996,21,444,164,5.9,351]
[6997,21.5,452,189,7,352]
[6998,21.9,443,234,8,353]
[6999,21.9,325,116,8.6999999999999993,360]
[7000,21.6,192,54,8.6999999999999993,363]
[7001,20.9,85,22,6.8,369]
[7002,20.100000000000001,2,0,3.8,381]
[7003,19.8,0,0,3.5,381]
[7004,19.399999999999999,0,0,2.9,378]
[7005,19.100000000000001,0,0,2.9,372]
[7006,18.7,0,0,2,368]
[7007,18.399999999999999,0,0,2,364]
[7008,18.100000000000001,0,0,0.8,362]
[7009,17.899999999999999,0,0,0.2,359]
[7010,17.7,0,0,0.2,358]
[7011,17.5,0,0,0.7,355]
[7012,17.399999999999999,0,0,1.4,352]
[7013,17.3,0,0,0.4,354]
[7014,17.3,0,0,1,352]
[7015,17.3,1,0,0.7,350]
[7016,18.5,100,307,0.4,350]
[7017,20.100000000000001,267,534,1.1000000000000001,347]
[7018,21.9,431,656,1.6,344]
[7019,23.5,550,699,2.1,346]
[7020,24.9,632,744,3.5,349]
[7021,26,663,841,4.5999999999999996,347]
[7022,26.7,609,824,3.8,349]
[7023,26.9,506,817,4,354]
[7024,26.7,346,714,2.4,359]
[7025,25.8,172,363,3.2,363]
[7026,24.6,10,0,3,389]
[7027,24,0,0,3.3,391]
[7028,23.4,0,0,3,390]
[7029,22.8,0,0,2.9,387]
[7030,22.2,0,0,2.9,383]
[7031,21.5,0,0,3.2,377]
[7032,20.9,0,0,2.9,374]
[7033,20.2,0,0,2.1,372]
[7034,19.5,0,0,2.4,366]
[7035,18.8,0,0,3.5,365]
[7036,18.399999999999999,0,0,3.8,364]
[7037,18.100000000000001,0,0,3.5,363]
[7038,17.8,0,0,5.6,363]
[7039,17.8,0,0,7.8,363]
[7040,18.600000000000001,81,180,7.8,362]
[7041,19.8,231,348,6.3,356]
[7042,21.2,375,430,5.9,353]
[7043,22.4,484,448,6.8,348]
[7044,23.5,552,488,6.8,351]
[7045,24.2,564,520,5.9,350]
[7046,24.6,500,427,5.9,352]
[7047,24.8,412,414,6.6,352]
[7048,24.5,285,415,4,349]
[7049,23.8,131,220,3.5,353]
[7050,22.9,5,0,2.6,374]
[7051,22.1,0,0,3.7,376]
[7052,21.3,0,0,3,372]
[7053,20.6,0,0,2.7,369]
[7054,19.8,0,0,1.7,367]
[7055,19.100000000000001,0,0,1.4,361]
[7056,18.3,0,0,2.4,357]
[7057,17.600000000000001,0,0,3.8,354]
[7058,17,0,0,3.8,351]
[7059,16.3,0,0,6.8,348]
[7060,15.9,0,0,7.5,347]
[7061,15.6,0,0,6.8,345]
[7062,15.3,0,0,5.9,343]
[7063,15.3,0,0,6.8,339]
[7064,16.2,90,226,8.3000000000000007,339]
[7065,17.5,242,383,9.1,333]
[7066,18.899999999999999,392,486,10.4,329]
[7067,20.2,497,516,11.5,323]
[7068,21.2,559,532,12.3,327]
[7069,22,581,581,14,327]
[7070,22.5,536,580,14.8,328]
[7071,22.7,433,537,16.600000000000001,332]
[7072,22.4,307,521,13,330]
[7073,21.7,145,272,13.4,338]
[7074,20.7,6,0,11,356]
[7075,20,0,0,10.8,356]
[7076,19.3,0,0,10,353]
[7077,18.7,0,0,9.1,352]
[7078,18,0,0,9.1,346]
[7079,17.3,0,0,8,343]
[7080,16.600000000000001,0,0,8.5,339]
[7081,16.100000000000001,0,0,8,341]
[7082,15.5,0,0,7,337]
[7083,15,0,0,8.3000000000000007,336]
[7084,14.7,0,0,6.8,333]
[7085,14.4,0,0,4.8,332]
[7086,14.2,0,0,6.6,328]
[7087,14.2,1,0,5.4,326]
[7088,15.2,101,403,6.8,326]
[7089,16.8,279,659,5,325]
[7090,18.399999999999999,433,733,4.5999999999999996,324]
[7091,19.899999999999999,556,777,3.2,327]
[7092,21.1,629,805,4.5999999999999996,329]
[7093,22,642,820,6.8,326]
[7094,22.5,572,728,5.9,326]
[7095,22.7,474,743,6.3,328]
[7096,22.3,326,677,4.5999999999999996,330]
[7097,21.5,145,273,6.6,334]
[7098,20.3,4,0,5.4,354]
[7099,19.7,0,0,4.8,356]
[7100,19.100000000000001,0,0,2.4,352]
[7101,18.5,0,0,1.4,352]
[7102,17.899999999999999,0,0,1.3,348]
[7103,17.3,0,0,1,344]
[7104,16.7,0,0,0.5,339]
[7105,16.2,0,0,0.5,339]
[7106,15.7,0,0,0.4,335]
[7107,15.2,0,0,1.4,335]
[7108,14.9,0,0,2.6,331]
[7109,14.7,0,0,1.3,330]
[7110,14.5,0,0,1.6,328]
[7111,14.5,1,0,1.7,326]
[7112,15.5,95,359,2,324]
[7113,17,271,632,2.6,319]
[7114,18.600000000000001,432,747,4.8,316]
[7115,20.100000000000001,547,758,5.6,317]
[7116,21.3,618,785,7,317]
[7117,22.2,632,801,8.5,318]
[7118,22.8,587,820,10.4,316]
[7119,22.9,468,730,11.2,318]
[7120,22.5,306,577,11.5,321]
[7121,21.7,136,256,10,327]
[7122,20.6,3,0,10,350]
[7123,20,0,0,8.5,354]
[7124,19.399999999999999,0,0,8.3000000000000007,348]
[7125,18.899999999999999,0,0,6.3,346]
[7126,18.3,0,0,5.4,342]
[7127,17.8,0,0,5.2,339]
[7128,17.2,0,0,6.3,338]
[7129,16.7,0,0,5.9,339]
[7130,16.3,0,0,5.6,337]
[7131,15.8,0,0,5.9,335]
[7132,15.6,0,0,7.3,331]
[7133,15.5,0,0,3.7,328]
[7134,15.3,0,0,2.2000000000000002,326]
[7135,15.4,0,0,1.8,323]
[7136,16.2,92,203,2.4,322]
[7137,17.100000000000001,184,170,1.7,330]
[7138,17.7,222,41,1.8,335]
[7139,18.3,297,79,2.1,334]
[7140,19.899999999999999,682,769,3,311]
[7141,21.1,741,839,3.8,305]
[7142,21.6,508,475,3.3,317]
[7143,20.8,85,0,4,345]
[7144,20.100000000000001,71,0,4.8,341]
[7145,19.5,33,0,4.8,340]
[7146,18.899999999999999,1,0,6.3,346]
[7147,18.3,0,0,6.6,345]
[7148,17.7,0,0,3.8,338]
[7149,17.2,0,0,3.2,340]
[7150,16.600000000000001,0,0,2.4,334]
[7151,16,0,0,2.2000000000000002,331]
[7152,15.4,0,0,2.1,327]
[7153,14.6,0,0,1.8,324]
[7154,13.7,0,0,2.4,324]
[7155,12.8,0,0,2.4,322]
[7156,12.3,0,0,2.7,318]
[7157,11.8,0,0,2.6,310]
[7158,11.5,0,0,2.2000000000000002,310]
[7159,11.4,0,0,1.7,307]
[7160,12.1,87,331,1.6,302]
[7161,13.3,254,568,1.3,300]
[7162,14.5,411,683,2.1,301]
[7163,15.7,532,734,2.6,299]
[7164,16.7,607,776,4,300]
[7165,17.3,612,764,5,300]
[7166,17.7,562,758,5.2,300]
[7167,17.8,463,755,4.8,302]
[7168,17.5,316,690,4,307]
[7169,16.7,145,314,4.3,311]
[7170,15.7,5,0,4,334]
[7171,15.3,0,0,4,336]
[7172,14.8,0,0,1.7,334]
[7173,14.3,0,0,2.2000000000000002,333]
[7174,13.9,0,0,1.6,332]
[7175,13.4,0,0,1,331]
[7176,13,0,0,0.4,328]
[7177,13,0,0,1.1000000000000001,326]
[7178,13,0,0,1,327]
[7179,13,0,0,1.1000000000000001,324]
[7180,13,0,0,1.7,324]
[7181,13,0,0,1.4,324]
[7182,13,0,0,1.8,327]
[7183,13,0,0,3,326]
[7184,13.8,64,111,2.1,327]
[7185,14.7,146,61,2.2000000000000002,324]
[7186,15.8,250,81,2.6,324]
[7187,16.600000000000001,272,28,1.7,333]
[7188,17.399999999999999,352,96,1.3,334]
[7189,18,363,90,1.6,335]
[7190,18.399999999999999,329,97,1.4,339]
[7191,18.7,307,129,1.2,339]
[7192,18.7,222,189,0.5,335]
[7193,18.100000000000001,73,29,0.5,345]
[7194,17.5,1,0,1,361]
[7195,16.899999999999999,0,0,0.8,359]
[7196,16.399999999999999,0,0,0.9,355]
[7197,15.9,0,0,0.6,360]
[7198,15.4,0,0,0.5,360]
[7199,14.9,0,0,0.4,359]
[7200,14.4,0,0,1.2,356]
[7201,13.8,0,0,0.6,355]
[7202,13.1,0,0,0.8,351]
[7203,12.3,0,0,1.4,347]
[7204,11.9,0,0,0.5,343]
[7205,11.5,0,0,0.4,341]
[7206,11.2,0,0,0.1,341]
[7207,11.1,0,0,0.2,341]
[7208,11.3,29,0,0.5,339]
[7209,12.1,168,125,0.6,329]
[7210,13,296,155,0.9,324]
[7211,13.9,379,162,1.2,323]
[7212,14.8,525,467,2,318]
[7213,15.2,432,223,2.1,327]
[7214,15.5,417,272,2.6,322]
[7215,15.7,422,542,3,312]
[7216,15.6,319,707,3.2,309]
[7217,15.1,145,333,2.4,312]
[7218,14.3,6,0,1.3,332]
[7219,14,0,0,1.7,333]
[7220,13.7,0,0,1.8,331]
[7221,13.5,0,0,0.9,332]
[7222,13.2,0,0,0.7,329]
[7223,12.9,0,0,0.9,333]
[7224,12.6,0,0,0.7,335]
[7225,12.7,0,0,0.8,330]
[7226,12.9,0,0,0.4,333]
[7227,13,0,0,0.8,331]
[7228,13.1,0,0,0.5,332]
[7229,13.2,0,0,0,332]
[7230,13.3,0,0,0.4,332]
[7231,13.4,0,0,0.6,333]
[7232,14.2,65,146,0.7,335]
[7233,15.5,197,268,0.4,332]
[7234,16.899999999999999,324,327,0.9,330]
[7235,18.2,414,321,1.3,332]
[7236,19.3,468,335,2.2000000000000002,332]
[7237,20.2,487,367,2.4,334]
[7238,20.8,454,390,1.8,333]
[7239,21,370,403,1.6,331]
[7240,20.7,236,310,1.6,334]
[7241,20,95,116,1.2,337]
[7242,19.100000000000001,1,0,1.6,333]
[7243,18.8,0,0,2,338]
[7244,18.5,0,0,1.6,336]
[7245,18.3,0,0,0.8,339]
[7246,18,0,0,0.9,338]
[7247,17.7,0,0,1.3,336]
[7248,17.5,0,0,1.1000000000000001,332]
[7249,17.100000000000001,0,0,1,336]
[7250,16.600000000000001,0,0,1.6,332]
[7251,16.2,0,0,2.7,330]
[7252,16,0,0,2.7,329]
[7253,15.7,0,0,3.8,327]
[7254,15.6,0,0,3.8,326]
[7255,15.6,0,0,3.3,325]
[7256,16.399999999999999,76,170,3.7,325]
[7257,17.100000000000001,146,87,3,331]
[7258,18.5,336,356,2.1,317]
[7259,19.8,437,374,2.1,317]
[7260,20.3,355,123,1.6,328]
[7261,20.399999999999999,244,17,2.2000000000000002,339]
[7262,20.6,314,95,1.3,334]
[7263,20.7,277,115,0.9,335]
[7264,20.6,243,302,0.9,328]
[7265,20.3,135,335,1.8,323]
[7266,19.600000000000001,6,0,2.4,323]
[7267,18.899999999999999,0,0,3.5,322]
[7268,18.2,0,0,4.5999999999999996,320]
[7269,17.5,0,0,6.6,317]
[7270,16.8,0,0,6.6,319]
[7271,16.100000000000001,0,0,5.9,316]
[7272,15.5,0,0,6.8,313]
[7273,14.8,0,0,6.3,312]
[7274,14.2,0,0,4.8,313]
[7275,13.6,0,0,5.4,311]
[7276,13.3,0,0,4.5999999999999996,310]
[7277,13,0,0,2.9,310]
[7278,12.8,0,0,2.9,307]
[7279,12.8,0,0,3.2,309]
[7280,13.6,77,357,2.9,315]
[7281,15,248,643,3.3,310]
[7282,16.600000000000001,415,798,2.6,303]
[7283,18.100000000000001,541,859,3.3,301]
[7284,19.2,606,863,3.7,303]
[7285,20.100000000000001,614,861,4.3,301]
[7286,20.7,561,847,5.6,302]
[7287,20.8,450,800,5.4,306]
[7288,20.5,295,676,4.5999999999999996,307]
[7289,19.7,122,444,5.4,314]
[7290,18.600000000000001,2,0,4.5999999999999996,312]
[7291,17.7,0,0,3.7,314]
[7292,16.8,0,0,3.3,312]
[7293,15.9,0,0,2.4,309]
[7294,15,0,0,1.8,306]
[7295,14,0,0,1.3,305]
[7296,13.1,0,0,1.2,302]
[7297,12.2,0,0,2.1,307]
[7298,11.2,0,0,2.1,306]
[7299,10.199999999999999,0,0,1.9,305]
[7300,9.6,0,0,2.5,305]
[7301,9.1,0,0,2.5,305]
[7302,8.6999999999999993,0,0,3.2,305]
[7303,8.6,0,0,5.2,307]
[7304,9.4,77,270,4.5999999999999996,309]
[7305,10.6,209,328,4.8,314]
[7306,11.4,250,118,5.2,318]
[7307,12.4,370,202,4.8,313]
[7308,13,351,119,5.7,317]
[7309,13.6,405,200,6.3,316]
[7310,13.6,284,46,4.3,324]
[7311,13.7,286,142,3.2,316]
[7312,13.3,171,86,3.8,318]
[7313,12.6,50,0,6.3,329]
[7314,11.8,1,0,5.2,325]
[7315,11.3,0,0,4.8,327]
[7316,10.9,0,0,4.8,324]
[7317,10.4,0,0,6.3,325]
[7318,10,0,0,6.3,323]
[7319,9.5,0,0,4.8,321]
[7320,9.1,0,0,4.5999999999999996,320]
[7321,9,0,0,4.0999999999999996,322]
[7322,8.9,0,0,3,320]
[7323,8.9,0,0,3.8,314]
[7324,8.8000000000000007,0,0,4.3,314]
[7325,8.8000000000000007,0,0,3,314]
[7326,8.8000000000000007,0,0,5.2,313]
[7327,8.8000000000000007,0,0,6.9,308]
[7328,9.8000000000000007,65,276,6.5,308]
[7329,11.5,198,372,8,306]
[7330,13.2,324,378,6,303]
[7331,14.8,409,370,6.5,307]
[7332,16.2,487,446,6.7,308]
[7333,17.399999999999999,511,504,5.7,312]
[7334,18.2,501,654,6,312]
[7335,18.5,393,531,5.7,313]
[7336,18.2,263,484,4.5999999999999996,312]
[7337,17.3,105,286,4.0999999999999996,317]
[7338,16.100000000000001,2,0,3.2,311]
[7339,15.6,0,0,3,316]
[7340,15.1,0,0,2.8,321]
[7341,14.6,0,0,2.5,321]
[7342,14,0,0,0.9,320]
[7343,13.5,0,0,1.1000000000000001,316]
[7344,13,0,0,1.9,314]
[7345,12.4,0,0,1.9,315]
[7346,11.7,0,0,2.2999999999999998,315]
[7347,11,0,0,4.5999999999999996,310]
[7348,10.7,0,0,3,309]
[7349,10.4,0,0,1.9,307]
[7350,10.199999999999999,0,0,1.2,303]
[7351,10.1,0,0,0.9,307]
[7352,10.8,54,156,1,307]
[7353,12.5,222,435,2.2999999999999998,305]
[7354,14,343,479,3.6,306]
[7355,15.6,466,589,4.3,306]
[7356,16.7,478,393,3.8,310]
[7357,17.8,570,658,6.7,305]
[7358,18.3,466,449,7.7,310]
[7359,18.3,330,287,9.1,313]
[7360,17.7,172,99,12.3,320]
[7361,16.7,78,76,12.9,321]
[7362,15.7,1,0,8.3000000000000007,318]
[7363,15.1,0,0,7.7,317]
[7364,14.4,0,0,8,314]
[7365,13.8,0,0,7.7,310]
[7366,13.1,0,0,7.2,311]
[7367,12.5,0,0,8,309]
[7368,11.9,0,0,6,311]
[7369,11.3,0,0,5.7,307]
[7370,10.7,0,0,5.2,302]
[7371,10.1,0,0,6.3,300]
[7372,9.8000000000000007,0,0,6.3,304]
[7373,9.5,0,0,4.3,303]
[7374,9.1999999999999993,0,0,5.4,304]
[7375,9.1999999999999993,0,0,7.2,303]
[7376,10.199999999999999,71,378,6.5,304]
[7377,12,243,694,7.2,302]
[7378,14.1,414,858,7.7,297]
[7379,16,540,912,10.7,296]
[7380,17.600000000000001,608,925,9.4,298]
[7381,18.7,615,923,11.1,298]
[7382,19.399999999999999,557,895,10.7,302]
[7383,19.600000000000001,444,818,8.3000000000000007,305]
[7384,19.100000000000001,282,693,7.2,306]
[7385,18,108,417,7.2,310]
[7386,16.600000000000001,1,0,6.7,308]
[7387,15.9,0,0,6.3,314]
[7388,15.3,0,0,5.7,313]
[7389,14.6,0,0,4.3,314]
[7390,14,0,0,2.5,313]
[7391,13.3,0,0,2.4,313]
[7392,12.7,0,0,2,312]
[7393,12.1,0,0,3,309]
[7394,11.4,0,0,4.0999999999999996,308]
[7395,10.8,0,0,3.4,305]
[7396,10.5,0,0,2.5,306]
[7397,10.199999999999999,0,0,2.2999999999999998,305]
[7398,9.9,0,0,2.5,307]
[7399,9.9,0,0,3,309]
[7400,10.7,65,340,4.3,309]
[7401,12.5,232,660,4.0999999999999996,305]
[7402,14.5,397,809,6.9,303]
[7403,16.3,523,877,8,306]
[7404,17.899999999999999,591,891,7.7,306]
[7405,19,602,901,9.8000000000000007,306]
[7406,19.7,552,895,12.9,304]
[7407,19.899999999999999,442,850,11.8,308]
[7408,19.399999999999999,290,751,9.8000000000000007,307]
[7409,18.3,115,498,8.8000000000000007,318]
[7410,17,1,0,6.7,321]
[7411,16.5,0,0,5.2,330]
[7412,16.100000000000001,0,0,4.8,331]
[7413,15.7,0,0,4.0999999999999996,331]
[7414,15.3,0,0,2.7,335]
[7415,14.9,0,0,2.8,338]
[7416,14.5,0,0,2.2999999999999998,339]
[7417,14.2,0,0,3.4,340]
[7418,13.9,0,0,3,340]
[7419,13.7,0,0,3.6,343]
[7420,13.6,0,0,3.4,343]
[7421,13.4,0,0,3.8,347]
[7422,13.4,0,0,4.8,354]
[7423,13.4,0,0,4.8,351]
[7424,13.5,6,0,4.8,353]
[7425,13.8,35,0,4.3,351]
[7426,13.7,56,0,5.7,357]
[7427,14.2,61,0,6,357]
[7428,14.4,53,0,5.4,358]
[7429,14.5,52,0,3.6,358]
[7430,16,440,375,3.4,332]
[7431,16.8,371,530,3.2,320]
[7432,17.2,228,407,4.5999999999999996,328]
[7433,17,92,284,3.2,336]
[7434,16.5,0,0,2.7,336]
[7435,16.3,0,0,2.1,330]
[7436,16,0,0,3.2,333]
[7437,15.8,0,0,2.5,332]
[7438,15.5,0,0,3.8,332]
[7439,15.3,0,0,3.8,331]
[7440,15,0,0,3.8,331]
[7441,14.7,0,0,3.4,330]
[7442,14.4,0,0,2,330]
[7443,14.1,0,0,1.7,331]
[7444,14,0,0,2.4,331]
[7445,13.8,0,0,2,332]
[7446,13.7,0,0,2.4,332]
[7447,13.6,0,0,2.4,334]
[7448,14.5,38,0,2.4,335]
[7449,15.7,136,109,1.9,334]
[7450,16.3,166,16,1.5,341]
[7451,16.3,117,0,0.9,347]
[7452,15.8,48,0,0.7,366]
[7453,16.3,206,14,0.6,356]
[7454,17.100000000000001,327,128,0.5,338]
[7455,17.399999999999999,277,159,0.6,338]
[7456,17.600000000000001,235,369,0.6,334]
[7457,17.399999999999999,117,341,1.1000000000000001,332]
[7458,16.7,3,0,0.9,333]
[7459,16.399999999999999,0,0,0.9,338]
[7460,16.100000000000001,0,0,1.1000000000000001,341]
[7461,15.9,0,0,1.7,342]
[7462,15.6,0,0,1.9,344]
[7463,15.3,0,0,2.5,347]
[7464,15,0,0,1.7,349]
[7465,14.8,0,0,1.3,346]
[7466,14.7,0,0,1.4,345]
[7467,14.5,0,0,1.7,346]
[7468,14.5,0,0,1.1000000000000001,348]
[7469,14.4,0,0,0.9,349]
[7470,14.4,0,0,1.1000000000000001,355]
[7471,14.3,0,0,1.2,358]
[7472,14.9,24,0,1.1000000000000001,361]
[7473,16.8,174,259,0.8,345]
[7474,18.600000000000001,314,449,1.1000000000000001,336]
[7475,20.2,413,438,1.6,342]
[7476,21.5,485,495,1.7,341]
[7477,22.4,496,531,1.7,342]
[7478,22.9,451,497,2.7,341]
[7479,22.9,354,457,3.6,342]
[7480,22.4,226,387,4.0999999999999996,343]
[7481,21.4,84,223,2.8,348]
[7482,20.2,0,0,2.8,344]
[7483,19.8,0,0,2.5,350]
[7484,19.5,0,0,3.8,348]
[7485,19.100000000000001,0,0,3,350]
[7486,18.7,0,0,1.5,353]
[7487,18.399999999999999,0,0,1.1000000000000001,354]
[7488,18,0,0,1.2,353]
[7489,17.600000000000001,0,0,0.6,354]
[7490,17.100000000000001,0,0,0.6,353]
[7491,16.7,0,0,1.2,349]
[7492,16.399999999999999,0,0,2.1,352]
[7493,16.2,0,0,1.3,352]
[7494,16.100000000000001,0,0,1.5,350]
[7495,15.9,0,0,1.9,352]
[7496,16.600000000000001,30,0,1.3,361]
[7497,18.3,180,308,1.3,347]
[7498,19.899999999999999,323,448,1.6,338]
[7499,20.8,341,198,2.5,347]
[7500,21.9,455,414,4.0999999999999996,342]
[7501,22.7,468,436,7.2,342]
[7502,23.1,428,453,8.8000000000000007,342]
[7503,23,321,349,9.1,344]
[7504,22.5,194,270,7.2,349]
[7505,21.6,79,247,7.7,351]
[7506,20.6,0,0,8.3000000000000007,349]
[7507,20.100000000000001,0,0,5.4,351]
[7508,19.600000000000001,0,0,6,349]
[7509,19.2,0,0,3.8,343]
[7510,18.7,0,0,2.7,343]
[7511,18.3,0,0,2.1,343]
[7512,17.8,0,0,2,342]
[7513,17.399999999999999,0,0,1.9,343]
[7514,17.100000000000001,0,0,1,346]
[7515,16.7,0,0,1.9,345]
[7516,16.600000000000001,0,0,2.8,350]
[7517,16.399999999999999,0,0,2.1,349]
[7518,16.3,0,0,1.3,350]
[7519,16.2,0,0,1.6,349]
[7520,16.899999999999999,28,0,1,352]
[7521,18.8,209,442,1.2,339]
[7522,20.5,359,718,0.7,333]
[7523,22,478,785,0.8,333]
[7524,23.2,552,831,2.1,335]
[7525,24.1,562,839,3.4,342]
[7526,24.6,511,823,3.6,344]
[7527,24.7,412,804,2.5,343]
[7528,24.2,263,691,2.7,342]
[7529,23.2,94,408,2,347]
[7530,22.2,0,0,1.5,350]
[7531,21.8,0,0,1.4,354]
[7532,21.4,0,0,1.7,353]
[7533,21,0,0,1.9,358]
[7534,20.6,0,0,1.6,361]
[7535,20.2,0,0,1.9,363]
[7536,19.8,0,0,3,361]
[7537,19.3,0,0,2.8,357]
[7538,18.8,0,0,2.5,355]
[7539,18.3,0,0,3.6,356]
[7540,18,0,0,4.0999999999999996,358]
[7541,17.8,0,0,3,362]
[7542,17.600000000000001,0,0,3,365]
[7543,17.5,0,0,3.8,367]
[7544,18,24,0,6.3,372]
[7545,19.600000000000001,197,391,8.3000000000000007,353]
[7546,21.1,351,697,9.1,345]
[7547,22.4,468,757,10.4,349]
[7548,23.5,534,776,11.4,352]
[7549,24.2,543,781,11.8,353]
[7550,24.6,488,740,14.8,356]
[7551,24.7,383,677,14.8,356]
[7552,24.2,241,563,9.8000000000000007,359]
[7553,23.4,87,360,8.8000000000000007,365]
[7554,22.5,0,0,8.3000000000000007,362]
[7555,22.1,0,0,5.4,365]
[7556,21.7,0,0,3.4,363]
[7557,21.2,0,0,3.2,360]
[7558,20.8,0,0,1.7,366]
[7559,20.399999999999999,0,0,0.9,365]
[7560,20,0,0,1.3,369]
[7561,19.399999999999999,0,0,1.6,370]
[7562,18.8,0,0,2.2999999999999998,371]
[7563,18.2,0,0,3,371]
[7564,17.899999999999999,0,0,2.2999999999999998,377]
[7565,17.600000000000001,0,0,2.1,380]
[7566,17.3,0,0,1.5,379]
[7567,17.100000000000001,0,0,1.9,380]
[7568,16.600000000000001,6,0,2.4,380]
[7569,17.100000000000001,18,0,2.4,387]
[7570,17.399999999999999,31,0,3.4,383]
[7571,17.5,41,0,5.2,381]
[7572,17.600000000000001,47,0,4.3,384]
[7573,17.600000000000001,48,0,3.4,380]
[7574,18.5,382,275,4.5999999999999996,354]
[7575,19,342,430,4.5999999999999996,347]
[7576,19.3,261,590,3.6,343]
[7577,19.100000000000001,72,160,5.4,356]
[7578,18.7,0,0,6.5,355]
[7579,18.3,0,0,7.2,356]
[7580,17.899999999999999,0,0,6.7,356]
[7581,17.399999999999999,0,0,8.8000000000000007,354]
[7582,17,0,0,9.4,352]
[7583,16.600000000000001,0,0,7.5,350]
[7584,16.2,0,0,8.3000000000000007,351]
[7585,15.9,0,0,6.3,358]
[7586,15.5,0,0,5.7,358]
[7587,15.2,0,0,5.7,355]
[7588,15.1,0,0,4.8,352]
[7589,14.9,0,0,2.8,351]
[7590,14.8,0,0,2.5,353]
[7591,14.7,0,0,2.8,352]
[7592,15.1,15,0,1.5,352]
[7593,16,94,20,1.5,344]
[7594,15.8,33,0,2,359]
[7595,16.7,199,22,2.5,343]
[7596,17.600000000000001,266,28,3,346]
[7597,18.2,286,35,3.2,347]
[7598,18.8,329,135,4.5999999999999996,343]
[7599,19.100000000000001,253,139,6,346]
[7600,19.2,216,410,7.5,335]
[7601,18.600000000000001,62,118,5.4,345]
[7602,18,0,0,5.2,344]
[7603,17.600000000000001,0,0,6,344]
[7604,17.100000000000001,0,0,5.2,341]
[7605,16.600000000000001,0,0,6,347]
[7606,16.2,0,0,4.5999999999999996,349]
[7607,15.7,0,0,4.0999999999999996,346]
[7608,15.3,0,0,4.8,343]
[7609,14.8,0,0,3.2,341]
[7610,14.3,0,0,6,337]
[7611,13.9,0,0,6.5,335]
[7612,13.6,0,0,6,334]
[7613,13.4,0,0,3.4,333]
[7614,13.2,0,0,2.1,335]
[7615,13.1,0,0,2.2999999999999998,336]
[7616,13.5,23,0,1.6,343]
[7617,14.9,159,272,0.8,331]
[7618,16.5,325,575,0.9,319]
[7619,17.8,423,584,2.2999999999999998,322]
[7620,19,519,715,1.9,320]
[7621,19.899999999999999,548,731,2,321]
[7622,20.100000000000001,404,351,1.9,327]
[7623,19.600000000000001,228,95,1.7,339]
[7624,18.8,117,19,3.2,344]
[7625,17.8,27,0,3.2,352]
[7626,16.899999999999999,0,0,2.2999999999999998,348]
[7627,16.600000000000001,0,0,2.1,353]
[7628,16.399999999999999,0,0,0.7,352]
[7629,16.2,0,0,0.7,356]
[7630,15.9,0,0,0.6,361]
[7631,15.7,0,0,0.5,362]
[7632,15.4,0,0,0.2,360]
[7633,14.9,0,0,0.5,366]
[7634,14.9,0,0,0.5,366]
[7635,14.8,0,0,0.7,368]
[7636,14.7,0,0,1.1000000000000001,369]
[7637,14.6,0,0,1.1000000000000001,367]
[7638,14.6,0,0,0.7,369]
[7639,14.5,0,0,1.7,368]
[7640,14.6,6,0,2,366]
[7641,15.1,55,0,2.5,357]
[7642,15.4,84,0,2.2999999999999998,357]
[7643,15.7,111,0,2.1,361]
[7644,15.9,119,0,1.9,364]
[7645,16,115,0,1.5,362]
[7646,15.9,89,0,0.9,364]
[7647,15.5,76,0,0.7,366]
[7648,15.5,54,0,1.4,364]
[7649,14.9,18,0,2.1,365]
[7650,13.7,0,0,2,362]
[7651,15,0,0,4.0999999999999996,361]
[7652,14.7,0,0,4.0999999999999996,364]
[7653,14.5,0,0,4.3,361]
[7654,14.3,0,0,4.3,361]
[7655,14.1,0,0,3.2,361]
[7656,13.9,0,0,2.8,362]
[7657,13.5,0,0,2.1,358]
[7658,13.2,0,0,2.7,354]
[7659,12.8,0,0,6,349]
[7660,12.7,0,0,4.8,347]
[7661,12.5,0,0,2.7,346]
[7662,12.4,0,0,2.4,347]
[7663,12.2,0,0,1.9,346]
[7664,12.6,16,0,3,345]
[7665,14.5,179,344,2.1,327]
[7666,16.5,343,710,1.6,311]
[7667,18,437,699,1.7,315]
[7668,19.2,501,723,2.2999999999999998,316]
[7669,20.100000000000001,523,767,4.0999999999999996,315]
[7670,20.5,453,658,4.8,319]
[7671,20.5,357,614,5.2,324]
[7672,19.8,209,452,5.2,327]
[7673,18.8,66,209,4.8,335]
[7674,17.600000000000001,0,0,3.6,333]
[7675,17.2,0,0,3.4,341]
[7676,16.8,0,0,2.1,343]
[7677,16.399999999999999,0,0,1,345]
[7678,15.9,0,0,0.5,347]
[7679,15.5,0,0,0.3,348]
[7680,15.1,0,0,0.5,346]
[7681,14.7,0,0,0.7,346]
[7682,14.3,0,0,0.7,346]
[7683,13.8,0,0,0.5,345]
[7684,13.6,0,0,0.4,347]
[7685,13.4,0,0,0.5,344]
[7686,13.2,0,0,1,346]
[7687,13.1,0,0,0.8,349]
[7688,13.1,3,0,1.1000000000000001,352]
[7689,13.6,49,0,0.9,347]
[7690,15.7,329,485,1.2,322]
[7691,16.600000000000001,302,182,1,337]
[7692,18.100000000000001,522,570,1.4,326]
[7693,17.7,189,19,2,349]
[7694,17.8,252,48,4.0999999999999996,341]
[7695,17.8,229,107,4.5999999999999996,338]
[7696,17.2,94,0,3.8,346]
[7697,16.7,85,240,4.3,323]
[7698,16,0,0,5.4,324]
[7699,15.7,0,0,6.9,325]
[7700,15.5,0,0,6.7,329]
[7701,15.2,0,0,6.9,326]
[7702,15,0,0,7.7,328]
[7703,14.7,0,0,8.8000000000000007,329]
[7704,14.5,0,0,8.8000000000000007,331]
[7705,14.3,0,0,10.4,333]
[7706,14.2,0,0,9.8000000000000007,334]
[7707,14,0,0,11.1,335]
[7708,13.9,0,0,14.8,337]
[7709,13.8,0,0,12.9,341]
[7710,13.8,0,0,11.8,340]
[7711,13.7,0,0,9.1,341]
[7712,13.8,7,0,8.3000000000000007,345]
[7713,14.4,67,0,6.9,336]
[7714,15.3,175,63,5.2,332]
[7715,16.7,374,369,4.0999999999999996,325]
[7716,17.2,298,103,4.8,338]
[7717,17.2,174,2,4.8,345]
[7718,17.100000000000001,170,3,4.3,345]
[7719,16.3,51,0,4.0999999999999996,367]
[7720,16,19,0,5.2,367]
[7721,15.5,6,0,4.3,365]
[7722,15.1,0,0,3.8,362]
[7723,15.4,0,0,5.4,363]
[7724,15.6,0,0,3.6,364]
[7725,15.8,0,0,3.4,364]
[7726,16.100000000000001,0,0,2.8,365]
[7727,16.3,0,0,3.4,366]
[7728,16.5,0,0,3.8,366]
[7729,16.600000000000001,0,0,5.7,370]
[7730,16.7,0,0,5.7,370]
[7731,16.8,0,0,6.3,370]
[7732,16.899999999999999,0,0,5.7,369]
[7733,16.899999999999999,0,0,5.7,369]
[7734,17,0,0,6,369]
[7735,17.100000000000001,0,0,4.3,369]
[7736,17.5,13,0,3.6,370]
[7737,18.7,115,123,3.8,361]
[7738,21.1,382,648,4.5999999999999996,330]
[7739,22,326,260,3.4,350]
[7740,22.3,260,61,2.8,362]
[7741,23,403,308,3.4,352]
[7742,23.4,339,238,4.0999999999999996,354]
[7743,22.7,92,0,5.7,375]
[7744,21.8,20,0,7.5,381]
[7745,21.1,6,0,11.1,383]
[7746,20.5,0,0,9.8000000000000007,385]
[7747,20.2,0,0,9.8000000000000007,384]
[7748,20,0,0,8.3000000000000007,383]
[7749,19.8,0,0,10.4,383]
[7750,19.5,0,0,10.4,379]
[7751,19.3,0,0,9.1,381]
[7752,19.100000000000001,0,0,7.2,381]
[7753,18.5,0,0,6.5,380]
[7754,18,0,0,6.3,383]
[7755,17.399999999999999,0,0,7.2,382]
[7756,17.100000000000001,0,0,6.3,385]
[7757,16.8,0,0,5.2,386]
[7758,16.600000000000001,0,0,5.7,384]
[7759,16.399999999999999,0,0,6.5,383]
[7760,16.5,3,0,6.9,383]
[7761,17.2,75,0,6.9,369]
[7762,18.8,248,262,8.8000000000000007,356]
[7763,19.5,242,73,8.3000000000000007,364]
[7764,20.3,336,161,9.4,356]
[7765,21,384,289,7.2,356]
[7766,21.5,380,356,5.4,353]
[7767,21.9,389,702,4.8,344]
[7768,21.8,237,565,4.3,348]
[7769,21.1,61,214,3,358]
[7770,20.3,0,0,2.5,357]
[7771,19.7,0,0,3,356]
[7772,19.100000000000001,0,0,3,357]
[7773,18.5,0,0,2.2999999999999998,354]
[7774,17.899999999999999,0,0,1.7,354]
[7775,17.399999999999999,0,0,2,351]
[7776,16.8,0,0,1.7,348]
[7777,16.3,0,0,3,350]
[7778,15.8,0,0,2.8,349]
[7779,15.2,0,0,3.4,347]
[7780,15,0,0,3.4,343]
[7781,14.7,0,0,2.7,343]
[7782,14.5,0,0,4.0999999999999996,342]
[7783,14.3,0,0,3.8,344]
[7784,14.6,21,0,3.6,345]
[7785,15.3,110,124,1.9,345]
[7786,16.3,238,255,1.4,336]
[7787,17.399999999999999,400,386,1.4,333]
[7788,17.2,149,0,1.3,360]
[7789,17.2,193,11,1.6,354]
[7790,17.600000000000001,371,237,1.2,338]
[7791,17,33,0,0.9,367]
[7792,16.5,59,0,2.2999999999999998,362]
[7793,16.100000000000001,42,37,2.2999999999999998,348]
[7794,15.6,0,0,2.4,348]
[7795,15.5,0,0,2.5,346]
[7796,15.3,0,0,2.4,345]
[7797,15.2,0,0,2.4,345]
[7798,15.1,0,0,2.1,342]
[7799,14.9,0,0,1.7,344]
[7800,14.8,0,0,1.7,351]
[7801,14.8,0,0,1.7,353]
[7802,14.8,0,0,2.2999999999999998,353]
[7803,14.8,0,0,2.4,355]
[7804,14.8,0,0,1.6,355]
[7805,14.8,0,0,1.4,355]
[7806,14.9,0,0,1.4,349]
[7807,14.9,0,0,1.5,348]
[7808,15,2,0,1.4,350]
[7809,16,81,20,1.5,337]
[7810,16.899999999999999,138,8,1.1000000000000001,338]
[7811,17.8,220,29,1.5,336]
[7812,18.7,266,51,1.7,336]
[7813,19.2,269,44,1.9,341]
[7814,19.600000000000001,246,49,2.4,340]
[7815,19.600000000000001,167,15,2.4,346]
[7816,19.3,115,19,2.8,343]
[7817,18.7,35,0,3.4,346]
[7818,18.100000000000001,0,0,3.4,350]
[7819,18,0,0,2.8,350]
[7820,17.8,0,0,3.6,346]
[7821,17.600000000000001,0,0,4.5999999999999996,347]
[7822,17.5,0,0,3.8,345]
[7823,17.3,0,0,4.0999999999999996,343]
[7824,17.100000000000001,0,0,4.3,345]
[7825,16.899999999999999,0,0,5.7,343]
[7826,16.600000000000001,0,0,4.5999999999999996,343]
[7827,16.3,0,0,5.2,345]
[7828,16.2,0,0,4.3,350]
[7829,16.100000000000001,0,0,4.0999999999999996,350]
[7830,16,0,0,5.4,359]
[7831,15.9,0,0,4.8,361]
[7832,16,4,0,5.7,359]
[7833,16.600000000000001,50,0,5.4,355]
[7834,17.3,113,0,5.7,352]
[7835,18.100000000000001,183,11,5.7,349]
[7836,18.600000000000001,196,8,4.5999999999999996,356]
[7837,19.3,272,67,3.4,351]
[7838,19.5,217,20,4.0999999999999996,354]
[7839,19.7,184,38,3.6,352]
[7840,19.8,190,325,3.4,340]
[7841,19.399999999999999,77,261,3.2,334]
[7842,18.899999999999999,0,0,5.4,335]
[7843,18.3,0,0,4.3,338]
[7844,17.8,0,0,3.6,338]
[7845,17.2,0,0,6.9,336]
[7846,16.600000000000001,0,0,8.3000000000000007,332]
[7847,16,0,0,8,335]
[7848,15.5,0,0,6.3,338]
[7849,14.8,0,0,4.8,338]
[7850,14,0,0,4.5999999999999996,337]
[7851,13.3,0,0,6.3,337]
[7852,12.9,0,0,5.4,335]
[7853,12.5,0,0,5.2,336]
[7854,12.3,0,0,4.3,338]
[7855,12,0,0,3.8,339]
[7856,12.1,4,0,4.0999999999999996,343]
[7857,13.4,150,295,6.3,314]
[7858,14.7,301,635,6,309]
[7859,16.100000000000001,481,778,6.7,302]
[7860,17,484,724,8,306]
[7861,17.5,461,562,6.9,309]
[7862,17.5,329,241,7.2,313]
[7863,16.899999999999999,163,20,5.2,324]
[7864,16.2,100,9,6.5,323]
[7865,15.4,18,0,5.2,328]
[7866,14.7,0,0,5.2,329]
[7867,14.2,0,0,2.5,331]
[7868,13.8,0,0,2,328]
[7869,13.4,0,0,2.5,326]
[7870,13,0,0,2.1,323]
[7871,12.6,0,0,2.8,322]
[7872,12.1,0,0,3,321]
[7873,11.8,0,0,3.8,321]
[7874,11.6,0,0,3.4,319]
[7875,11.3,0,0,4.5999999999999996,321]
[7876,11.1,0,0,4.3,321]
[7877,11,0,0,2.5,321]
[7878,10.9,0,0,5.2,322]
[7879,10.8,0,0,5.2,320]
[7880,11,9,0,3.2,319]
[7881,12.9,169,384,3.8,297]
[7882,14.8,328,817,5.2,296]
[7883,16.600000000000001,451,895,5.7,295]
[7884,17.899999999999999,525,928,4.8,296]
[7885,18.899999999999999,540,938,5.2,297]
[7886,19.399999999999999,491,919,6.5,298]
[7887,19.5,385,859,7.5,301]
[7888,19,239,745,7.7,304]
[7889,17.8,74,436,7.5,312]
[7890,16.600000000000001,0,0,5.7,310]
[7891,16.3,0,0,4.8,318]
[7892,16,0,0,5.4,320]
[7893,15.7,0,0,4.0999999999999996,324]
[7894,15.4,0,0,2.8,324]
[7895,15.1,0,0,2.8,326]
[7896,14.8,0,0,2.8,325]
[7897,14.5,0,0,3.6,327]
[7898,14.2,0,0,2.7,325]
[7899,14,0,0,3.2,326]
[7900,13.8,0,0,2.4,329]
[7901,13.7,0,0,2.1,331]
[7902,13.6,0,0,1.4,335]
[7903,13.6,0,0,1.2,337]
[7904,13.8,9,0,1.1000000000000001,341]
[7905,13.9,25,0,0.7,345]
[7906,15.8,283,409,0.3,317]
[7907,16.899999999999999,302,221,0.5,325]
[7908,17.7,341,200,0.5,330]
[7909,18.600000000000001,463,568,0.7,322]
[7910,19,358,331,0.7,330]
[7911,18.8,197,81,0.5,339]
[7912,18,54,0,0.4,350]
[7913,17.3,12,0,0.2,352]
[7914,16.600000000000001,0,0,0.4,349]
[7915,16.399999999999999,0,0,0.3,348]
[7916,16.2,0,0,0.3,350]
[7917,15.9,0,0,0.2,352]
[7918,15.7,0,0,0.3,351]
[7919,15.4,0,0,0.2,351]
[7920,15.2,0,0,0.2,351]
[7921,14.8,0,0,0.2,359]
[7922,14.1,0,0,0.1,359]
[7923,14.2,0,0,0.1,359]
[7924,14,0,0,0.1,358]
[7925,13.7,0,0,0.1,353]
[7926,12.7,0,0,0.2,354]
[7927,13.5,0,0,0.1,353]
[7928,13.5,2,0,0.2,353]
[7929,14.1,56,0,0.4,346]
[7930,14.7,115,0,0.5,347]
[7931,14.9,150,1,0.8,352]
[7932,15.5,158,0,0.9,353]
[7933,15.7,166,1,0.9,353]
[7934,15.8,158,1,1.2,339]
[7935,15.8,134,1,1.3,353]
[7936,15.8,91,0,1.1000000000000001,338]
[7937,15.5,31,0,1,334]
[7938,15.1,0,0,1.2,337]
[7939,14.7,0,0,0.9,341]
[7940,14.3,0,0,0.7,338]
[7941,13.9,0,0,0.5,340]
[7942,13.5,0,0,0.4,338]
[7943,13,0,0,0.4,337]
[7944,12.6,0,0,0.3,336]
[7945,12.2,0,0,0.5,338]
[7946,11.7,0,0,0.5,335]
[7947,11.3,0,0,0.7,338]
[7948,11,0,0,0.9,340]
[7949,10.8,0,0,1.2,338]
[7950,10.6,0,0,2.4,340]
[7951,10.4,0,0,2.2999999999999998,340]
[7952,10.5,2,0,2.8,339]
[7953,12,135,258,3.2,312]
[7954,13.1,214,214,3,316]
[7955,13.8,246,88,3.4,321]
[7956,14.4,283,85,3.4,324]
[7957,15,343,194,3,319]
[7958,15.5,357,341,3.4,319]
[7959,15.8,328,509,4.8,313]
[7960,15.8,255,709,6.9,301]
[7961,15.2,76,466,8.3000000000000007,307]
[7962,14.4,0,0,9.8000000000000007,304]
[7963,13.8,0,0,9.4,302]
[7964,13.2,0,0,7.5,305]
[7965,12.6,0,0,4.8,303]
[7966,12.1,0,0,3.4,301]
[7967,11.5,0,0,4.0999999999999996,301]
[7968,10.9,0,0,3,302]
[7969,10.4,0,0,3,303]
[7970,9.9,0,0,3.6,304]
[7971,9.3000000000000007,0,0,3,306]
[7972,9,0,0,2.4,308]
[7973,8.6999999999999993,0,0,2.5,307]
[7974,8.4,0,0,3,304]
[7975,8.1999999999999993,0,0,4.5999999999999996,303]
[7976,8.3000000000000007,12,0,4.3,305]
[7977,9.5,167,391,3,286]
[7978,10.6,305,575,3.6,290]
[7979,11,276,192,4.3,303]
[7980,11.4,342,172,3.8,298]
[7981,11.8,366,311,3.8,302]
[7982,11.9,338,288,4.0999999999999996,301]
[7983,11.5,165,25,6.3,311]
[7984,11,115,51,4.8,308]
[7985,10.4,43,90,4.3,308]
[7986,9.8000000000000007,0,0,2.7,309]
[7987,9.6,0,0,3.4,304]
[7988,9.5,0,0,2.7,305]
[7989,9.3000000000000007,0,0,2.1,306]
[7990,9.1,0,0,1.5,306]
[7991,9,0,0,1.4,308]
[7992,8.8000000000000007,0,0,1.7,310]
[7993,9,0,0,1.5,308]
[7994,9.1999999999999993,0,0,1.7,311]
[7995,9.5,0,0,2.4,311]
[7996,9.6,0,0,2.7,314]
[7997,9.6999999999999993,0,0,3.4,314]
[7998,9.8000000000000007,0,0,3,317]
[7999,10,0,0,3.4,314]
[8000,10.199999999999999,10,0,4.0999999999999996,316]
[8001,12,151,353,4.8,305]
[8002,13.3,232,295,4.8,311]
[8003,13.7,190,37,3.8,323]
[8004,14.8,362,276,2.1,316]
[8005,15.1,245,40,1.5,327]
[8006,15.1,201,23,1.3,329]
[8007,14.4,53,0,2.1,341]
[8008,13.8,38,0,2,340]
[8009,13.3,26,0,1.3,333]
[8010,12.8,0,0,1.1000000000000001,330]
[8011,12.9,0,0,1,329]
[8012,13,0,0,0.9,333]
[8013,13.2,0,0,1,336]
[8014,13.3,0,0,1.3,337]
[8015,13.4,0,0,0.9,336]
[8016,13.6,0,0,1.2,337]
[8017,13.4,0,0,1.9,353]
[8018,13.2,0,0,1.7,352]
[8019,12.9,0,0,1,352]
[8020,12.7,0,0,0.6,352]
[8021,11.7,0,0,1.7,353]
[8022,12.4,0,0,1.9,352]
[8023,12.8,0,0,1.4,352]
[8024,12.9,2,0,1,356]
[8025,13.3,30,0,1.7,350]
[8026,13.7,68,0,2.1,345]
[8027,14.1,90,0,2.8,347]
[8028,14.4,107,0,2.8,348]
[8029,14.7,119,0,2.5,349]
[8030,14.8,103,0,1.9,351]
[8031,14.8,79,0,1.7,351]
[8032,14.7,52,0,1.9,351]
[8033,14.5,17,0,2.1,352]
[8034,14.2,0,0,3,351]
[8035,13.9,0,0,2.8,349]
[8036,13.6,0,0,1.7,347]
[8037,13.2,0,0,1.3,353]
[8038,13,0,0,1,354]
[8039,12.6,0,0,1.7,355]
[8040,12.4,0,0,2.2000000000000002,355]
[8041,12.1,0,0,2.8,351]
[8042,11.4,0,0,2.5,351]
[8043,10.8,0,0,2.8,348]
[8044,10.9,0,0,2.6,349]
[8045,10.5,0,0,3.3,346]
[8046,10,0,0,3.3,344]
[8047,10.199999999999999,0,0,3,345]
[8048,10,1,0,4.2,345]
[8049,10.3,18,0,4.7,345]
[8050,10.3,39,0,5.0999999999999996,343]
[8051,10.199999999999999,55,0,5.9,342]
[8052,10.3,63,0,6.7,343]
[8053,10.3,62,0,6.7,342]
[8054,10.3,60,0,5.9,339]
[8055,10.3,47,0,5.9,342]
[8056,10.1,29,0,3.9,341]
[8057,9.5,9,0,4.0999999999999996,340]
[8058,9.1,0,0,3.5,338]
[8059,7.9,0,0,4.2,331]
[8060,9.6,0,0,4.4000000000000004,339]
[8061,9.5,0,0,3.7,335]
[8062,9.1,0,0,4.2,333]
[8063,9.1999999999999993,0,0,5.0999999999999996,334]
[8064,9,0,0,7,331]
[8065,9,0,0,5.6,335]
[8066,9.1,0,0,5.3,335]
[8067,9.1999999999999993,0,0,6.2,334]
[8068,9.3000000000000007,0,0,5.6,336]
[8069,9.3000000000000007,0,0,4.0999999999999996,336]
[8070,9.4,0,0,3.5,334]
[8071,9.5,0,0,4.0999999999999996,334]
[8072,9.6999999999999993,4,0,3,330]
[8073,11.8,139,322,2.4,300]
[8074,14.2,294,773,2,296]
[8075,16.399999999999999,422,876,2.4,296]
[8076,18.2,494,908,1.4,297]
[8077,19.5,513,924,1.4,299]
[8078,20.2,466,900,1.3,299]
[8079,20.399999999999999,360,822,1.5,300]
[8080,19.7,217,685,2.5,301]
[8081,18.399999999999999,62,350,2.5,313]
[8082,17.100000000000001,0,0,2,320]
[8083,16.600000000000001,0,0,1.9,324]
[8084,16.2,0,0,1.4,325]
[8085,15.7,0,0,1.4,326]
[8086,15.3,0,0,0.9,330]
[8087,14.8,0,0,1.3,331]
[8088,14.4,0,0,0.6,331]
[8089,13.7,0,0,1.1000000000000001,331]
[8090,12.9,0,0,0.4,330]
[8091,12.2,0,0,1.1000000000000001,332]
[8092,11.8,0,0,1,331]
[8093,11.4,0,0,0.2,336]
[8094,11.2,0,0,0.7,342]
[8095,10.9,0,0,0.6,342]
[8096,11,4,0,0.5,343]
[8097,12.6,135,312,0.7,320]
[8098,14.5,293,779,0.8,311]
[8099,16.3,423,886,1.1000000000000001,307]
[8100,17.8,504,935,0.5,304]
[8101,18.8,511,923,1.4,302]
[8102,19.399999999999999,465,903,1,305]
[8103,19.399999999999999,367,850,0.8,308]
[8104,18.899999999999999,223,716,0.9,311]
[8105,17.7,65,389,1.4,317]
[8106,16.5,0,0,1.4,325]
[8107,15.7,0,0,1.7,326]
[8108,15,0,0,2,324]
[8109,14.2,0,0,1.1000000000000001,320]
[8110,13.5,0,0,1.1000000000000001,319]
[8111,12.8,0,0,0.8,313]
[8112,12,0,0,0.6,310]
[8113,11.4,0,0,2.1,309]
[8114,10.7,0,0,2.7,303]
[8115,10,0,0,3.9,300]
[8116,9.6,0,0,3,299]
[8117,9.1999999999999993,0,0,2.6,298]
[8118,9,0,0,3.9,301]
[8119,8.6999999999999993,0,0,4.5,301]
[8120,8.6999999999999993,1,0,4.4000000000000004,300]
[8121,10,110,319,5.9,301]
[8122,11.2,209,313,5.9,305]
[8123,12.5,324,436,5.3,306]
[8124,13.5,372,406,3.5,309]
[8125,14.1,364,338,3.9,313]
[8126,14.4,316,192,3.3,313]
[8127,14.4,267,343,4.0999999999999996,311]
[8128,14.1,180,441,3.3,308]
[8129,13.2,48,169,3,317]
[8130,12.3,0,0,2.4,317]
[8131,11.9,0,0,3.1,315]
[8132,11.5,0,0,3.9,315]
[8133,11.1,0,0,3.9,315]
[8134,10.8,0,0,3,317]
[8135,10.4,0,0,2.5,317]
[8136,10,0,0,2.8,315]
[8137,9.8000000000000007,0,0,2.5,317]
[8138,9.6999999999999993,0,0,3.3,317]
[8139,9.5,0,0,4.4000000000000004,319]
[8140,9.5,0,0,4.9000000000000004,321]
[8141,9.4,0,0,5.6,325]
[8142,9.4,0,0,6.7,322]
[8143,9.4,0,0,5.3,320]
[8144,9.4,1,0,6.2,323]
[8145,9.6,16,0,7.5,331]
[8146,9.9,26,0,7.1,331]
[8147,10.1,49,0,6.2,327]
[8148,10.3,47,0,5.6,334]
[8149,10.3,55,0,5.3,336]
[8150,12.2,432,556,6.7,305]
[8151,13.2,348,784,6.5,306]
[8152,13.5,209,656,4.9000000000000004,307]
[8153,13.2,65,363,7.1,316]
[8154,12.7,0,0,7,315]
[8155,12.5,0,0,6.7,314]
[8156,12.3,0,0,5.6,317]
[8157,12.1,0,0,4.2,316]
[8158,11.9,0,0,3.7,316]
[8159,11.7,0,0,2.7,318]
[8160,11.5,0,0,2.8,315]
[8161,11.2,0,0,2.5,314]
[8162,10.8,0,0,2.4,310]
[8163,10.5,0,0,2.5,312]
[8164,10.3,0,0,2.5,314]
[8165,10.1,0,0,3.7,317]
[8166,10,0,0,3.9,312]
[8167,9.9,0,0,3.5,313]
[8168,10,3,0,3.7,309]
[8169,11,88,154,5.6,309]
[8170,11.6,118,15,7.3,320]
[8171,12.6,230,103,5.9,316]
[8172,12.9,165,3,6.2,324]
[8173,13.4,246,48,7.1,314]
[8174,13.8,255,81,7,314]
[8175,13.9,203,105,6.5,313]
[8176,13.5,81,0,6.5,325]
[8177,12.8,5,0,6.5,336]
[8178,12.3,0,0,5.0999999999999996,332]
[8179,12.1,0,0,4.0999999999999996,331]
[8180,12,0,0,2.7,331]
[8181,11.8,0,0,3.1,328]
[8182,11.7,0,0,2.7,327]
[8183,11.6,0,0,3.1,326]
[8184,11.4,0,0,2.7,326]
[8185,11.4,0,0,3.3,326]
[8186,11.3,0,0,2.8,331]
[8187,11.2,0,0,2.4,332]
[8188,11,0,0,2.8,332]
[8189,11.3,0,0,2.2000000000000002,334]
[8190,11.4,0,0,2.1,332]
[8191,11.4,0,0,1.4,333]
[8192,11.4,1,0,0.3,332]
[8193,12.3,52,0,0.1,335]
[8194,13.1,111,2,0.2,335]
[8195,13.9,155,7,0.6,338]
[8196,14.6,195,12,0.5,325]
[8197,15.2,214,18,1.1000000000000001,325]
[8198,15.6,202,20,1.7,329]
[8199,15.8,169,26,1.5,328]
[8200,15.6,94,7,0.8,330]
[8201,15.1,32,8,1,331]
[8202,14.6,0,0,0.7,327]
[8203,14.1,0,0,0.1,321]
[8204,13.7,0,0,0.3,319]
[8205,13.2,0,0,0.3,318]
[8206,12.8,0,0,0.8,317]
[8207,12.3,0,0,0.9,314]
[8208,11.9,0,0,0.3,314]
[8209,11.3,0,0,0.3,318]
[8210,10.6,0,0,0.2,316]
[8211,9.9,0,0,0.7,314]
[8212,9.6,0,0,0.4,310]
[8213,9.1999999999999993,0,0,0.8,308]
[8214,9,0,0,0.3,296]
[8215,8.6999999999999993,0,0,0.3,295]
[8216,8.6999999999999993,4,0,0.7,295]
[8217,9.8000000000000007,101,228,0.5,292]
[8218,11.7,312,604,0.2,281]
[8219,12.3,251,174,0.5,298]
[8220,12.5,224,37,0.3,301]
[8221,12.6,210,22,0.7,302]
[8222,12.9,282,157,0.5,291]
[8223,12.7,178,58,0.9,299]
[8224,12.4,132,123,0.9,301]
[8225,11.7,29,0,0.7,307]
[8226,11,0,0,0.9,303]
[8227,10.7,0,0,0.9,303]
[8228,10.3,0,0,1.1000000000000001,305]
[8229,10,0,0,1.4,304]
[8230,9.6999999999999993,0,0,1.3,302]
[8231,9.3000000000000007,0,0,1.7,298]
[8232,9,0,0,2.2000000000000002,295]
[8233,8.9,0,0,1.1000000000000001,294]
[8234,8.9,0,0,1.5,293]
[8235,8.8000000000000007,0,0,1.3,296]
[8236,8.8000000000000007,0,0,1.7,295]
[8237,8.8000000000000007,0,0,1.7,290]
[8238,8.9,0,0,2.1,285]
[8239,8.9,0,0,1.4,284]
[8240,9,1,0,1.1000000000000001,288]
[8241,10.4,93,243,2.1,294]
[8242,11.9,185,157,2.6,299]
[8243,13.5,296,344,1.9,294]
[8244,15.1,387,483,1.4,293]
[8245,16.2,388,436,2,294]
[8246,16.899999999999999,385,560,1.7,289]
[8247,17.2,316,589,1.3,289]
[8248,17.100000000000001,222,665,1,287]
[8249,16.2,66,416,1.7,296]
[8250,15.1,0,0,2.2000000000000002,298]
[8251,14.4,0,0,2.7,294]
[8252,13.8,0,0,2.4,298]
[8253,13.1,0,0,2,297]
[8254,12.5,0,0,2.4,297]
[8255,11.9,0,0,1.5,295]
[8256,11.2,0,0,2.1,294]
[8257,10.3,0,0,2,292]
[8258,9.4,0,0,2.2000000000000002,292]
[8259,8.4,0,0,1.4,289]
[8260,7.8,0,0,0.4,290]
[8261,7.3,0,0,0.7,286]
[8262,6.9,0,0,0.9,287]
[8263,6.5,0,0,1.4,290]
[8264,6.4,1,0,2.1,289]
[8265,7.2,79,84,2.8,295]
[8266,8.3000000000000007,202,334,3.1,289]
[8267,9.5,320,453,3.3,290]
[8268,10.3,349,361,3.7,292]
[8269,10.9,364,366,2.7,288]
[8270,11.2,353,443,3.3,287]
[8271,11.2,268,365,3.3,291]
[8272,10.9,184,489,3.3,291]
[8273,10,53,249,4.0999999999999996,295]
[8274,9.1999999999999993,0,0,3.5,298]
[8275,9,0,0,3.7,299]
[8276,8.9,0,0,3.7,298]
[8277,8.8000000000000007,0,0,3.7,297]
[8278,8.6999999999999993,0,0,4.2,296]
[8279,8.5,0,0,4.9000000000000004,300]
[8280,8.4,0,0,4.7,303]
[8281,8.6999999999999993,0,0,4.7,300]
[8282,9.1,0,0,5.6,305]
[8283,9.5,0,0,5.6,300]
[8284,9.8000000000000007,0,0,6.2,301]
[8285,10,0,0,5.9,302]
[8286,10.199999999999999,0,0,4.7,306]
[8287,10.4,0,0,4.2,309]
[8288,10.5,1,0,4.5,310]
[8289,11.5,52,0,5.6,309]
[8290,12.7,113,6,7,307]
[8291,14,194,31,5.3,308]
[8292,15,222,27,5.0999999999999996,309]
[8293,16,264,87,4.9000000000000004,308]
[8294,17,307,222,5.6,301]
[8295,17.3,218,123,7.5,304]
[8296,17.2,149,224,8,303]
[8297,16.7,68,256,7.7,297]
[8298,15.9,0,0,7.5,294]
[8299,15.6,0,0,7.3,295]
[8300,15.2,0,0,8.6,296]
[8301,14.9,0,0,8.3000000000000007,296]
[8302,14.6,0,0,8.6,296]
[8303,14.3,0,0,9.9,295]
[8304,14,0,0,10.1,296]
[8305,13.3,0,0,12,299]
[8306,12.6,0,0,12.8,294]
[8307,11.8,0,0,14.4,292]
[8308,11.4,0,0,14.4,298]
[8309,11,0,0,11.2,295]
[8310,10.7,0,0,12.5,299]
[8311,10.4,0,0,10.1,303]
[8312,10.3,1,0,7.7,307]
[8313,11,64,37,7.5,310]
[8314,11.6,135,43,9,312]
[8315,12.4,212,71,8.3000000000000007,311]
[8316,13.1,281,112,8,312]
[8317,13.5,265,71,7.7,318]
[8318,13.7,256,87,4.4000000000000004,320]
[8319,13.8,213,106,3.3,319]
[8320,13.4,124,94,3.5,328]
[8321,12.9,44,124,3.9,329]
[8322,12.2,0,0,4.4000000000000004,330]
[8323,12.1,0,0,5.3,333]
[8324,12,0,0,4.7,337]
[8325,11.9,0,0,4.0999999999999996,340]
[8326,11.8,0,0,5.9,343]
[8327,11.7,0,0,7.3,343]
[8328,11.6,0,0,8.3000000000000007,345]
[8329,11.8,0,0,7.5,344]
[8330,11.5,0,0,8.3000000000000007,345]
[8331,12.5,0,0,8.6,351]
[8332,12.7,0,0,9,354]
[8333,12.9,0,0,9.6999999999999993,355]
[8334,13,0,0,9,359]
[8335,13.2,0,0,9.1999999999999993,361]
[8336,13.1,1,0,9.6999999999999993,362]
[8337,13.5,11,0,11.2,364]
[8338,13.9,22,0,13.3,366]
[8339,14.1,33,0,13.7,366]
[8340,14.4,40,0,16.3,364]
[8341,14.6,41,0,16.3,362]
[8342,16.3,320,263,12.8,337]
[8343,17.3,254,300,12,333]
[8344,17.7,154,269,11.5,335]
[8345,17.399999999999999,46,163,9.9,342]
[8346,17,0,0,9.4,338]
[8347,16.7,0,0,9.4,339]
[8348,16.5,0,0,10.7,334]
[8349,16.2,0,0,11.2,332]
[8350,16,0,0,12,331]
[8351,15.7,0,0,9.6999999999999993,330]
[8352,15.5,0,0,11,327]
[8353,14.9,0,0,8,331]
[8354,14.3,0,0,7.1,331]
[8355,13.6,0,0,7.5,332]
[8356,13.3,0,0,6.7,329]
[8357,13,0,0,3.1,326]
[8358,12.7,0,0,3.7,327]
[8359,12.5,0,0,3.5,327]
[8360,12.5,1,0,3.1,324]
[8361,13.7,97,357,3.3,326]
[8362,15.3,237,575,5.0999999999999996,318]
[8363,16.8,343,607,6.7,318]
[8364,18.100000000000001,428,726,5.9,318]
[8365,19,439,696,6.7,319]
[8366,19.600000000000001,427,749,4.9000000000000004,318]
[8367,19.8,353,804,4.5,316]
[8368,19.399999999999999,219,711,4.4000000000000004,321]
[8369,18.399999999999999,65,387,3,328]
[8370,17.3,0,0,2.6,328]
[8371,16.899999999999999,0,0,2.4,332]
[8372,16.5,0,0,2.6,334]
[8373,16.2,0,0,2.6,335]
[8374,15.8,0,0,2,334]
[8375,15.4,0,0,2.1,334]
[8376,15,0,0,1.9,332]
[8377,14.7,0,0,2.4,330]
[8378,14.5,0,0,2.7,329]
[8379,14.3,0,0,2,332]
[8380,14.3,0,0,1.7,332]
[8381,14.2,0,0,1.7,333]
[8382,14.2,0,0,1.5,337]
[8383,14.1,0,0,2,338]
[8384,14.2,1,0,2.6,337]
[8385,15.3,83,196,3.5,342]
[8386,16.7,203,339,3.3,341]
[8387,18.100000000000001,295,369,3,342]
[8388,19.2,358,416,2.5,339]
[8389,20.100000000000001,391,483,2.6,337]
[8390,20.7,369,522,3.3,334]
[8391,21,301,522,3.3,331]
[8392,20.7,184,471,3.9,333]
[8393,19.899999999999999,54,255,4.7,340]
[8394,19.100000000000001,0,0,5.0999999999999996,338]
[8395,18.7,0,0,5.6,338]
[8396,18.2,0,0,5.6,337]
[8397,17.8,0,0,6.5,338]
[8398,17.3,0,0,6.7,337]
[8399,16.899999999999999,0,0,8,335]
[8400,16.399999999999999,0,0,7,334]
[8401,15.7,0,0,6.2,336]
[8402,15,0,0,7.3,334]
[8403,14.3,0,0,7.7,334]
[8404,13.9,0,0,5.9,333]
[8405,13.5,0,0,5.6,328]
[8406,13.2,0,0,5.6,321]
[8407,12.9,0,0,5.0999999999999996,320]
[8408,12.9,1,0,4.9000000000000004,319]
[8409,13.6,65,54,5.6,327]
[8410,14.7,172,144,6.2,328]
[8411,15.8,276,302,7.3,324]
[8412,16.899999999999999,356,409,5.3,322]
[8413,17.7,381,420,5.6,322]
[8414,18.100000000000001,343,411,5.0999999999999996,322]
[8415,18.2,287,460,5.3,320]
[8416,17.8,155,277,7,327]
[8417,17,46,133,8.3000000000000007,332]
[8418,16.2,0,0,8,330]
[8419,15.9,0,0,8.3000000000000007,326]
[8420,15.5,0,0,7.7,327]
[8421,15.2,0,0,6.2,325]
[8422,14.9,0,0,6.7,325]
[8423,14.6,0,0,6.2,323]
[8424,14.3,0,0,8,321]
[8425,14.2,0,0,7.1,322]
[8426,14.3,0,0,7.7,323]
[8427,14.3,0,0,9.4,324]
[8428,14.3,0,0,10.7,317]
[8429,14.4,0,0,8.3000000000000007,319]
[8430,14.5,0,0,8.6,324]
[8431,14.6,0,0,7.5,323]
[8432,14.7,1,0,6.7,323]
[8433,16,106,355,6.7,323]
[8434,17.5,238,596,6.2,319]
[8435,18.899999999999999,332,559,8,320]
[8436,20,383,525,9.6999999999999993,326]
[8437,20.9,406,549,8.6,323]
[8438,20.2,386,608,9,324]
[8439,20.2,311,592,9.1999999999999993,327]
[8440,20.2,189,486,8.6,329]
[8441,20.8,66,284,8,331]
[8442,20,0,0,8,334]
[8443,19.8,0,0,7.1,335]
[8444,19.600000000000001,0,0,7.7,333]
[8445,19.3,0,0,8,335]
[8446,19.100000000000001,0,0,5.3,338]
[8447,18.899999999999999,0,0,3.9,336]
[8448,18.7,0,0,3.5,336]
[8449,18,0,0,3,336]
[8450,17.3,0,0,2.2000000000000002,337]
[8451,16.600000000000001,0,0,2.6,336]
[8452,16.2,0,0,2.8,337]
[8453,15.8,0,0,3.1,338]
[8454,15.5,0,0,3,338]
[8455,15.3,0,0,3.7,337]
[8456,15.2,1,0,2.8,333]
[8457,15.6,42,0,3.1,335]
[8458,16.399999999999999,144,86,4.0999999999999996,328]
[8459,17.2,238,127,3.1,325]
[8460,17.7,251,75,3.7,331]
[8461,17.899999999999999,219,22,3.5,341]
[8462,18.100000000000001,225,50,3.7,337]
[8463,18.100000000000001,172,40,3.5,340]
[8464,17.7,63,0,4.4000000000000004,349]
[8465,17.100000000000001,5,0,6.5,355]
[8466,16.7,0,0,6.2,349]
[8467,16.2,0,0,8.6,344]
[8468,15.8,0,0,10.7,338]
[8469,15.3,0,0,10.3,333]
[8470,14.8,0,0,10.3,329]
[8471,14.4,0,0,10.7,329]
[8472,13.9,0,0,11.5,329]
[8473,13.6,0,0,12,332]
[8474,13.4,0,0,9.9,330]
[8475,13.1,0,0,10.3,320]
[8476,13,0,0,10.7,316]
[8477,12.9,0,0,9.4,312]
[8478,12.9,0,0,8.6,307]
[8479,12.8,0,0,7.3,304]
[8480,12.9,2,0,7,301]
[8481,14.2,92,270,5.6,304]
[8482,15.7,202,403,4.7,303]
[8483,17.2,302,423,4.0999999999999996,300]
[8484,18.8,432,721,3.9,297]
[8485,20,442,721,4.0999999999999996,299]
[8486,20.7,417,716,4.7,301]
[8487,20.8,291,434,3.5,308]
[8488,20.3,160,295,2.8,317]
[8489,19.3,43,54,3.3,331]
[8490,18.3,0,0,2.5,331]
[8491,17.600000000000001,0,0,3.3,333]
[8492,16.899999999999999,0,0,3.9,329]
[8493,16.2,0,0,3.7,328]
[8494,15.5,0,0,2.4,328]
[8495,14.8,0,0,2,329]
[8496,14.1,0,0,2.2000000000000002,331]
[8497,13.2,0,0,1.5,324]
[8498,12.2,0,0,1.3,321]
[8499,11.2,0,0,1,317]
[8500,10.6,0,0,0.9,315]
[8501,10.1,0,0,0.8,314]
[8502,9.6999999999999993,0,0,1.3,310]
[8503,9.3000000000000007,0,0,0.6,312]
[8504,9.1999999999999993,2,0,0.6,307]
[8505,9.4,43,0,1.4,316]
[8506,9.4,138,62,2,312]
[8507,10.199999999999999,190,47,1.7,313]
[8508,10.199999999999999,129,0,0.8,316]
[8509,10.3,177,5,1.9,312]
[8510,10.4,192,22,1.1000000000000001,308]
[8511,10.3,198,96,0.6,312]
[8512,10.1,101,28,0.8,316]
[8513,9.8000000000000007,5,0,1.4,329]
[8514,9.4,0,0,2.4,325]
[8515,9.1999999999999993,0,0,2.5,323]
[8516,9.1,0,0,1.9,321]
[8517,9,0,0,0.8,319]
[8518,8.8000000000000007,0,0,0.9,318]
[8519,8.6999999999999993,0,0,0.3,319]
[8520,8.5,0,0,1.5,320]
[8521,8.9,0,0,1.5,318]
[8522,9.3000000000000007,0,0,2.2000000000000002,322]
[8523,9.6999999999999993,0,0,2.6,316]
[8524,10,0,0,3.3,316]
[8525,10.3,0,0,1.3,317]
[8526,10.5,0,0,1.9,320]
[8527,10.7,0,0,1.7,322]
[8528,10.8,1,0,1.5,323]
[8529,12.4,90,347,1.3,320]
[8530,14.4,211,462,2.7,313]
[8531,16.3,312,497,2.7,313]
[8532,18.100000000000001,403,622,3.5,312]
[8533,19.5,432,681,5.6,311]
[8534,20.3,391,597,4.7,313]
[8535,20.6,314,604,3.3,310]
[8536,20.3,203,594,4.5,314]
[8537,19.2,59,274,4.5,322]
[8538,18.100000000000001,0,0,3.1,326]
[8539,17.7,0,0,3.1,333]
[8540,17.399999999999999,0,0,2.8,334]
[8541,17,0,0,2.1,332]
[8542,16.7,0,0,1.9,336]
[8543,16.3,0,0,2.1,339]
[8544,16,0,0,2.2000000000000002,338]
[8545,15.2,0,0,2.2000000000000002,335]
[8546,14.4,0,0,3.1,337]
[8547,13.6,0,0,3.7,338]
[8548,13.2,0,0,4.4000000000000004,338]
[8549,12.7,0,0,2.4,336]
[8550,12.4,0,0,2.2000000000000002,339]
[8551,12.1,0,0,1.7,344]
[8552,12.1,0,0,1.4,347]
[8553,12.3,26,0,1.9,342]
[8554,12.5,38,0,2.5,342]
[8555,12.6,66,0,3.7,344]
[8556,12.7,56,0,4.0999999999999996,338]
[8557,12.7,50,0,4.5,334]
[8558,13.6,383,363,4.0999999999999996,302]
[8559,14.2,329,656,3.9,302]
[8560,14.4,231,682,4.4000000000000004,302]
[8561,14.2,81,510,4.4000000000000004,303]
[8562,13.8,0,0,4.4000000000000004,305]
[8563,13.1,0,0,3.3,302]
[8564,12.4,0,0,2.2000000000000002,302]
[8565,11.7,0,0,1.7,303]
[8566,11.1,0,0,1.5,301]
[8567,10.4,0,0,2.4,297]
[8568,9.6999999999999993,0,0,2.1,294]
[8569,8.8000000000000007,0,0,2.5,291]
[8570,7.8,0,0,2.1,292]
[8571,6.8,0,0,2,291]
[8572,6.3,0,0,1.7,290]
[8573,5.8,0,0,1.5,288]
[8574,5.4,0,0,1.9,291]
[8575,5.0999999999999996,0,0,1.7,292]
[8576,5,0,0,1.1000000000000001,288]
[8577,5.6,56,40,0.2,286]
[8578,6.5,153,103,0.1,283]
[8579,7.2,207,74,0,287]
[8580,7.9,280,119,0.5,284]
[8581,8.5,324,174,1.5,283]
[8582,8.9,315,302,1.4,283]
[8583,9,254,286,1.5,285]
[8584,8.8000000000000007,158,240,1.5,288]
[8585,8.1999999999999993,51,146,1.5,291]
[8586,7.5,0,0,0.8,292]
[8587,7.1,0,0,1,288]
[8588,6.6,0,0,0.9,291]
[8589,6.2,0,0,0.9,288]
[8590,5.8,0,0,1.7,285]
[8591,5.3,0,0,1.1000000000000001,282]
[8592,4.9000000000000004,0,0,0.9,277]
[8593,4.7,0,0,2.2000000000000002,280]
[8594,4.5999999999999996,0,0,3.1,280]
[8595,4.5,0,0,2.6,281]
[8596,4.4000000000000004,0,0,4.4000000000000004,279]
[8597,4.3,0,0,3.9,278]
[8598,4.3,0,0,4.9000000000000004,277]
[8599,4.3,0,0,5.3,272]
[8600,4.3,0,0,3.5,273]
[8601,5.0999999999999996,59,51,3,276]
[8602,6.2,141,89,3.5,273]
[8603,6.8,153,12,3.5,282]
[8604,7.5,207,21,3.5,280]
[8605,8.1,257,68,3.7,278]
[8606,8.5,230,54,3.9,278]
[8607,8.6,163,20,3.9,285]
[8608,8.3000000000000007,99,12,3.1,285]
[8609,7.7,6,0,3.1,294]
[8610,7.1,0,0,4.7,292]
[8611,6.9,0,0,3.3,291]
[8612,6.7,0,0,3,288]
[8613,6.4,0,0,2.5,285]
[8614,6.2,0,0,2.7,286]
[8615,6,0,0,2.4,283]
[8616,5.8,0,0,1.7,282]
[8617,5.5,0,0,0.9,277]
[8618,5.2,0,0,0.7,275]
[8619,5,0,0,0.6,274]
[8620,4.8,0,0,1.3,275]
[8621,4.7,0,0,1.1000000000000001,275]
[8622,4.5999999999999996,0,0,1,274]
[8623,4.5,0,0,1.1000000000000001,274]
[8624,4.5,0,0,2.1,270]
[8625,5.5,69,156,2,269]
[8626,7,183,279,2.4,268]
[8627,8.4,288,368,3.1,266]
[8628,9.6999999999999993,353,388,1.9,271]
[8629,10.5,362,354,2.4,273]
[8630,11.1,338,358,2,279]
[8631,11.2,272,355,1.7,279]
[8632,10.9,176,364,1.3,283]
[8633,10.1,57,199,2.1,288]
[8634,9.1999999999999993,0,0,3.3,285]
[8635,8.9,0,0,2.5,285]
[8636,8.5,0,0,3,288]
[8637,8.1999999999999993,0,0,2.8,288]
[8638,7.9,0,0,3.5,288]
[8639,7.6,0,0,3.7,288]
[8640,7.3,0,0,3.3,285]
[8641,7,0,0,3.7,284]
[8642,6.6,0,0,5.3,286]
[8643,6.3,0,0,4.0999999999999996,287]
[8644,6.1,0,0,6.2,287]
[8645,5.9,0,0,5.3,286]
[8646,5.8,0,0,4.9000000000000004,288]
[8647,5.6,0,0,3.5,289]
[8648,5.6,0,0,2.6,290]
[8649,6.5,65,134,2.5,285]
[8650,7.6,148,114,3.5,286]
[8651,8.9,255,174,3.7,283]
[8652,9.8000000000000007,276,107,3.3,289]
[8653,10.5,291,113,3.7,288]
[8654,11,315,240,3.7,285]
[8655,11.1,222,142,3.9,290]
[8656,11,181,309,4.9000000000000004,283]
[8657,10.4,82,284,5.0999999999999996,280]
[8658,9.6,0,0,4.5,279]
[8659,9.3000000000000007,0,0,4.9000000000000004,275]
[8660,9,0,0,3.5,276]
[8661,8.8000000000000007,0,0,3.5,276]
[8662,8.5,0,0,3,277]
[8663,8.1999999999999993,0,0,4.0999999999999996,276]
[8664,8,0,0,4.7,274]
[8665,7.8,0,0,4.5,277]
[8666,7.6,0,0,3.9,274]
[8667,7.4,0,0,5.3,275]
[8668,7.3,0,0,4.5,277]
[8669,7.1,0,0,5.6,277]
[8670,7.1,0,0,6.5,278]
[8671,7,0,0,5.9,282]
[8672,7,0,0,5.0999999999999996,285]
[8673,8.1999999999999993,85,198,5.6,287]
[8674,9.3000000000000007,152,135,5.6,292]
[8675,8.9,31,0,6.7,315]
[8676,9.1,105,0,6.2,307]
[8677,10.1,261,95,4.5,300]
[8678,10.8,277,163,2.8,299]
[8679,11.7,391,659,2.4,285]
[8680,12,250,713,2.1,292]
[8681,11.5,83,429,1.3,303]
[8682,10.7,0,0,1,300]
[8683,10.9,0,0,2.1,302]
[8684,11.1,0,0,1.9,304]
[8685,11.4,0,0,3,309]
[8686,11.6,0,0,3.7,313]
[8687,11.8,0,0,4.0999999999999996,317]
[8688,12,0,0,4.7,320]
[8689,12.1,0,0,4.9000000000000004,315]
[8690,12.2,0,0,4.5,320]
[8691,12.3,0,0,6.2,322]
[8692,12.4,0,0,6.2,325]
[8693,12.4,0,0,4.0999999999999996,332]
[8694,12.5,0,0,4.4000000000000004,340]
[8695,12.6,0,0,4.4000000000000004,337]
[8696,12.6,1,0,4.5,336]
[8697,13.5,53,50,5.0999999999999996,340]
[8698,14.3,107,11,4.9000000000000004,342]
[8699,15,132,0,5.0999999999999996,344]
[8700,15.4,134,0,6.7,350]
[8701,15.6,154,0,6.7,351]
[8702,16,149,0,7.7,344]
[8703,15.9,81,0,9,348]
[8704,15.7,57,0,9,345]
[8705,15.3,14,0,9.4,348]
[8706,14.8,0,0,9.6999999999999993,353]
[8707,14.7,0,0,8.3000000000000007,352]
[8708,14.7,0,0,9.1999999999999993,353]
[8709,14.5,0,0,8.6,347]
[8710,13.7,0,0,7.5,347]
[8711,14.3,0,0,7.5,342]
[8712,14,0,0,4.9000000000000004,343]
[8713,14.2,0,0,6.7,344]
[8714,14,0,0,5.9,342]
[8715,13.8,0,0,5.6,340]
[8716,13.7,0,0,5.6,338]
[8717,13.7,0,0,7.7,340]
[8718,13.6,0,0,5.9,336]
[8719,13.6,0,0,5.6,332]
[8720,13.7,3,0,6.2,329]
[8721,14.9,88,215,4.7,334]
[8722,15.4,90,0,4.7,349]
[8723,15.9,128,0,5.3,340]
[8724,15.8,61,0,5.0999999999999996,350]
[8725,16.600000000000001,242,168,5.0999999999999996,334]
[8726,18.100000000000001,470,636,5.3,313]
[8727,18.600000000000001,284,335,4.4000000000000004,324]
[8728,18.399999999999999,132,99,4.5,335]
[8729,17.7,12,0,4.7,354]
[8730,17.100000000000001,0,0,4.5,355]
[8731,16.7,0,0,4.5,351]
[8732,16.3,0,0,6.5,353]
[8733,15.9,0,0,6.2,354]
[8734,15.5,0,0,7,352]
[8735,15,0,0,5.9,353]
[8736,14.6,0,0,4.4000000000000004,354]
[8737,14.1,0,0,4.5,352]
[8738,13.5,0,0,4.9000000000000004,352]
[8739,13,0,0,6.5,350]
[8740,12.7,0,0,5.3,347]
[8741,12.4,0,0,6.2,346]
[8742,12.3,0,0,5.6,341]
[8743,12.1,0,0,4.4000000000000004,336]
[8744,12.1,0,0,6.2,339]
[8745,12.6,40,0,5.6,336]
[8746,13.9,173,236,5.6,325]
[8747,14.7,201,78,3.9,328]
[8748,15.4,223,30,3.9,329]
[8749,16.100000000000001,295,117,3.9,328]
[8750,16.399999999999999,259,89,4.2,332]
[8751,16.5,182,63,4.5,332]
[8752,16.7,259,572,5.6,310]
[8753,16.3,84,452,4.9000000000000004,321]
[8754,15.6,1,0,4.7,319]
[8755,14.8,0,0,5.0999999999999996,317]
[8756,14,0,0,3.9,316]
[8757,13.1,0,0,3.1,313]
[8758,12.3,0,0,1.7,313]
[8759,11.5,0,0,1,313]
[8760,10.7,0,0,1.3,309]

{"sheet":"_Davos","index":2,"n_rows":8765,"n_cols":6,"rows_kept":8765,"cut":false,"hidden":true,"merged":[]}
["Location:","Davos DRY",null,"Longitude","STD longitude","Latitude"]
["Year:","1996-2005 ",null,-9.84,-15,46.81]
["Carlo  Vasella","11/3 2013",null,"NB! The longitudes are defined negative for values to the east and positive to the west."]
["TIME        ","ta","Ghoris","Gbn","w10","EL"]
["[hour]","[°C]","[W/m2]","[W/m2]","[m/s]","[W/m2]"]
[1,-2.5,0,0,0.3,262]
[2,-1.9,0,0,0.3,266]
[3,-1.4,0,0,0.3,269]
[4,-1.4,0,0,0.4,269]
[5,-1.6,0,0,1.2,268]
[6,-1.1000000000000001,0,0,2.1,271]
[7,-1.1000000000000001,0,0,0.4,271]
[8,-1.2,0,0,0.1,271]
[9,-1.4,15,0,0.2,271]
[10,-1.5,44,6,0.2,273]
[11,-0.9,78,4,1,276]
[12,-0.2,125,15,2.7,275]
[13,-0.3,141,20,4.3,271]
[14,-1.2,99,6,5.2,270]
[15,-1.8,81,8,6,266]
[16,-1.6,47,7,5,263]
[17,-1.8,13,108,4,259]
[18,-2,0,0,3,259]
[19,-2.2999999999999998,0,0,4,255]
[20,-2.9,0,0,5.0999999999999996,245]
[21,-3.5,0,0,3.6,247]
[22,-3.7,0,0,3,247]
[23,-4.0999999999999996,0,0,2.9,244]
[24,-4.2,0,0,3.8,244]
[25,-4.3,0,0,5.4,245]
[26,-4.3,0,0,6.7,247]
[27,-4.4000000000000004,0,0,5.6,247]
[28,-4.5999999999999996,0,0,4.0999999999999996,248]
[29,-4.9000000000000004,0,0,3.9,247]
[30,-5.2,0,0,3.7,245]
[31,-5.4,0,0,3.2,243]
[32,-5.9,0,0,1.3,239]
[33,-6.7,16,0,0.6,235]
[34,-7.3,120,238,0.5,217]
[35,-6.3,271,792,0.5,206]
[36,-4.7,355,899,1,205]
[37,-4.8,370,889,1.5,204]
[38,-5.2,353,923,2.2000000000000002,201]
[39,-5.7,257,807,2.2999999999999998,201]
[40,-6.2,144,711,1.6,201]
[41,-7.3,29,231,1.6,199]
[42,-7.7,0,0,2,200]
[43,-7.9,0,0,1.7,203]
[44,-8,0,0,1,205]
[45,-7.8,0,0,0.8,208]
[46,-7.1,0,0,0.5,212]
[47,-6.4,0,0,0.5,218]
[48,-5.0999999999999996,0,0,0.5,226]
[49,-4.0999999999999996,0,0,0.8,234]
[50,-3.2,0,0,0.6,241]
[51,-2.8,0,0,0.5,245]
[52,-2.4,0,0,0.5,249]
[53,-2.6,0,0,0.8,249]
[54,-2.4,0,0,1.9,252]
[55,-2.1,0,0,1.8,255]
[56,-2.6,0,0,1.3,253]
[57,-2.7,23,27,0.7,255]
[58,-1.7,110,162,0.5,253]
[59,0.4,221,434,0.3,248]
[60,2.2000000000000002,318,717,0.4,243]
[61,3.1,348,784,0.9,246]
[62,4.8,336,853,1.4,251]
[63,5.4,252,758,1.2,256]
[64,3.4,136,581,0.4,254]
[65,2.2999999999999998,30,246,0.3,248]
[66,1,0,0,0.4,246]
[67,-1,0,0,0.6,240]
[68,-1.2,0,0,0.6,240]
[69,-1.2,0,0,0.7,241]
[70,-1.2,0,0,0.9,242]
[71,-1.4,0,0,0.4,242]
[72,-1.7,0,0,0.4,241]
[73,-1,0,0,0.3,245]
[74,-0.9,0,0,0.5,247]
[75,-1.1000000000000001,0,0,0.7,246]
[76,-1.1000000000000001,0,0,0.6,246]
[77,-0.4,0,0,0.7,249]
[78,-0.3,0,0,0.7,251]
[79,0.1,0,0,0.7,250]
[80,1,0,0,0.8,254]
[81,0.9,27,53,0.7,255]
[82,1.9,93,75,2.1,257]
[83,3.9,122,30,6.4,264]
[84,3.3,160,45,5,259]
[85,4,187,75,2.4,262]
[86,5.7,245,328,1.6,258]
[87,4.7,233,604,1.8,247]
[88,3.6,90,111,5.6,259]
[89,2.2999999999999998,22,199,7,253]
[90,1.6,0,0,3.3,257]
[91,1,0,0,0.7,259]
[92,0.5,0,0,1.3,259]
[93,0.2,0,0,2.2999999999999998,260]
[94,-0.2,0,0,0.5,261]
[95,-1.7,0,0,0.5,255]
[96,-2,0,0,0.6,254]
[97,-1.9,0,0,0.5,253]
[98,-1.8,0,0,0.3,254]
[99,-1.5,0,0,0.5,256]
[100,-1,0,0,0.5,259]
[101,-0.4,0,0,1.5,264]
[102,0.4,0,0,2.5,268]
[103,-0.1,0,0,2,269]
[104,-0.6,0,0,1,269]
[105,-0.5,19,9,1.6,272]
[106,-0.2,56,6,1,276]
[107,0.1,105,15,0.4,273]
[108,0.3,175,69,0.6,267]
[109,0.8,214,134,0.6,261]
[110,1.8,212,178,0.6,256]
[111,2.6,156,127,0.9,260]
[112,2.4,83,70,0.5,264]
[113,1.4,21,140,0.4,256]
[114,0.2,0,0,1.3,256]
[115,-0.3,0,0,2.2999999999999998,254]
[116,-0.8,0,0,2.2000000000000002,251]
[117,-0.8,0,0,2,251]
[118,1.3,0,0,1.1000000000000001,255]
[119,3.2,0,0,1.7,260]
[120,1.9,0,0,2.8,262]
[121,-0.2,0,0,2.9,265]
[122,-0.3,0,0,2.7,268]
[123,-0.5,0,0,2.6,267]
[124,-1.7,0,0,2.9,262]
[125,-1.9,0,0,3,261]
[126,-1.5,0,0,2.6,262]
[127,-1.7,0,0,0.8,263]
[128,-1.6,0,0,1.3,264]
[129,-1,22,18,2.1,266]
[130,-0.7,53,6,2.2999999999999998,275]
[131,-0.6,88,7,2.5,276]
[132,-0.4,107,6,2.4,277]
[133,-0.8,112,6,1.3,275]
[134,-0.6,111,9,1.8,275]
[135,-0.7,92,8,2.1,271]
[136,-1.6,36,6,3.3,271]
[137,-2.2000000000000002,15,31,6.1,259]
[138,-2.6,5,0,3.6,256]
[139,-3,0,0,2.8,254]
[140,-3.6,0,0,4.3,251]
[141,-4.2,0,0,6.1,247]
[142,-4.5999999999999996,0,0,6,243]
[143,-5.0999999999999996,0,0,4.9000000000000004,237]
[144,-5.8,0,0,5.7,231]
[145,-7.1,0,0,5.7,226]
[146,-9.6999999999999993,0,0,7.9,215]
[147,-12.2,0,0,8.4,204]
[148,-13.3,0,0,8.1,198]
[149,-13.8,0,0,7.4,195]
[150,-14.4,0,0,8.1999999999999993,192]
[151,-14.6,0,0,7.2,191]
[152,-14.9,0,0,5.8,189]
[153,-15,31,78,4.4000000000000004,188]
[154,-16.100000000000001,97,85,3.5,187]
[155,-16.2,186,211,3.4,183]
[156,-15.2,322,708,3.8,180]
[157,-14.8,381,893,4.2,177]
[158,-15.4,349,871,4.5999999999999996,174]
[159,-15.9,237,584,4.0999999999999996,176]
[160,-16.8,124,341,3.3,176]
[161,-19.600000000000001,34,275,2.2000000000000002,158]
[162,-21.5,0,0,0.4,149]
[163,-22.1,0,0,0.2,145]
[164,-22.8,0,0,0.2,140]
[165,-23.3,0,0,0.2,138]
[166,-24.2,0,0,0.2,134]
[167,-25.9,0,0,0.2,127]
[168,-26.6,0,0,0.1,124]
[169,-24.8,0,0,0.1,130]
[170,-23.7,0,0,0.2,133]
[171,-21.9,0,0,0.1,139]
[172,-20.9,0,0,0.2,142]
[173,-20.3,0,0,0.3,144]
[174,-18,0,0,0.3,152]
[175,-16.5,0,0,0.3,157]
[176,-14.6,0,0,0.9,164]
[177,-14.1,77,349,1.7,165]
[178,-13.2,169,700,1.5,188]
[179,-11.2,194,247,0.3,204]
[180,-8.9,197,110,0.3,217]
[181,-7.6,151,22,0.2,229]
[182,-6.9,86,3,0.5,240]
[183,-6.4,30,0,1.4,248]
[184,-6.1,11,0,0.3,251]
[185,-5.2,6,0,0.6,253]
[186,-5.4,0,0,0.7,252]
[187,-5.3,0,0,0.4,253]
[188,-5,0,0,0.4,254]
[189,-4.7,0,0,0.1,255]
[190,-4.3,0,0,0.1,257]
[191,-4,0,0,0,258]
[192,-3.6,0,0,0.1,260]
[193,-3.6,0,0,0.1,260]
[194,-3.3,0,0,0.4,261]
[195,-3,0,0,0.3,263]
[196,-2.7,0,0,0.2,264]
[197,-2.6,0,0,0,264]
[198,-2.2999999999999998,0,0,0,265]
[199,-2.2000000000000002,0,0,0.2,265]
[200,-2,0,0,0.1,266]
[201,-1.9,17,0,0,267]
[202,-1.8,71,17,0.3,267]
[203,-1.1000000000000001,123,29,0.5,269]
[204,0.1,193,97,0.9,270]
[205,1.2,207,103,1.4,272]
[206,1.5,205,138,0.9,271]
[207,1.1000000000000001,161,123,0.7,270]
[208,1.2,91,78,0.6,272]
[209,1,35,260,0.5,257]
[210,1.1000000000000001,6,0,0.7,255]
[211,1.4,0,0,1.7,252]
[212,1.2,0,0,1.4,252]
[213,0.9,0,0,0.6,251]
[214,0.3,0,0,0.7,250]
[215,0.3,0,0,0.7,249]
[216,0.5,0,0,1.7,249]
[217,0.7,0,0,2.9,246]
[218,0.5,0,0,2.9,244]
[219,0.2,0,0,1.7,243]
[220,-0.5,0,0,0.4,241]
[221,-1.3,0,0,0.6,237]
[222,-1.7,0,0,0.5,235]
[223,-1.8,0,0,0.5,234]
[224,-1.6,0,0,1,233]
[225,-1,63,363,3.1,235]
[226,-0.1,142,384,4.8,255]
[227,0.5,153,82,1.9,264]
[228,0.6,103,6,1.8,275]
[229,0.7,115,6,2.6,276]
[230,0.7,101,6,2.5,277]
[231,0.4,74,4,1.2,278]
[232,0,37,6,0.9,280]
[233,0,17,9,1.2,272]
[234,0,5,0,1.4,272]
[235,-0.1,0,0,0.9,270]
[236,-0.7,0,0,0.8,266]
[237,-1.5,0,0,0.9,261]
[238,-2,0,0,0.9,258]
[239,-2.2000000000000002,0,0,1.5,255]
[240,-2.6,0,0,1.7,252]
[241,-3.1,0,0,1.6,248]
[242,-3.4,0,0,1.5,245]
[243,-3.5,0,0,1.3,244]
[244,-3.5,0,0,1.3,242]
[245,-3.3,0,0,1.2,241]
[246,-3.4,0,0,1.1000000000000001,240]
[247,-3.3,0,0,1.1000000000000001,241]
[248,-2.8,0,0,1.4,241]
[249,-2.1,42,202,1.1000000000000001,242]
[250,-1.3,158,541,0.9,240]
[251,-0.1,273,730,0.6,236]
[252,1.1000000000000001,281,438,0.4,241]
[253,1.5,247,215,0.5,248]
[254,1.8,199,112,0.8,255]
[255,1.4,128,36,0.9,261]
[256,0.7,84,46,0.4,261]
[257,-0.1,34,173,0.7,249]
[258,-1.2,9,0,0.7,249]
[259,-1.9,0,0,0.4,248]
[260,-2.5,0,0,0.4,246]
[261,-3.4,0,0,0.7,242]
[262,-3.9,0,0,1.4,239]
[263,-4.3,0,0,1.7,239]
[264,-4.5,0,0,0.8,238]
[265,-5.2,0,0,0.7,235]
[266,-5.0999999999999996,0,0,0.7,236]
[267,-4.5999999999999996,0,0,0.5,239]
[268,-4.3,0,0,0.5,241]
[269,-4.4000000000000004,0,0,0.6,242]
[270,-4.5,0,0,0.5,242]
[271,-4.4000000000000004,0,0,0.3,243]
[272,-4.4000000000000004,0,0,0.5,244]
[273,-4.2,23,17,0.7,245]
[274,-3.7,57,5,2,253]
[275,-2.4,119,21,2.6,253]
[276,-1,225,180,1.2,246]
[277,-0.4,227,145,2.4,252]
[278,-0.5,181,67,3.7,258]
[279,-0.4,98,11,3.5,265]
[280,-0.9,58,6,2.8,265]
[281,-1.6,18,9,2.2999999999999998,260]
[282,-2.2999999999999998,1,0,2.7,261]
[283,-2.5,0,0,2.6,261]
[284,-2.8,0,0,3.6,260]
[285,-3.1,0,0,3.5,260]
[286,-3.2,0,0,1.8,261]
[287,-3.1,0,0,0.8,260]
[288,-3.2,0,0,1.3,256]
[289,-3.3,0,0,1.6,247]
[290,-3.6,0,0,2,242]
[291,-4.0999999999999996,0,0,1.8,239]
[292,-4.9000000000000004,0,0,2.7,236]
[293,-6.8,0,0,3.4,229]
[294,-7.5,0,0,2.5,229]
[295,-8.3000000000000007,0,0,1.7,228]
[296,-9,0,0,1.2,227]
[297,-9.5,12,0,0.5,225]
[298,-8.6999999999999993,114,141,0.3,214]
[299,-7.4,283,770,0.2,200]
[300,-5.5,365,861,0.2,200]
[301,-3.9,401,908,0.4,201]
[302,-2.8,363,860,0.7,208]
[303,-2.2999999999999998,276,748,0.9,211]
[304,-2.8,158,554,1.2,211]
[305,-3.8,35,121,1.4,214]
[306,-4.9000000000000004,0,0,1,216]
[307,-6.3,0,0,1,215]
[308,-7.5,0,0,0.8,211]
[309,-7.9,0,0,1.1000000000000001,210]
[310,-8.3000000000000007,0,0,2.1,208]
[311,-8.9,0,0,2.2000000000000002,208]
[312,-9.9,0,0,1.8,205]
[313,-10,0,0,2,205]
[314,-10.5,0,0,2.1,203]
[315,-11.9,0,0,1,198]
[316,-13.1,0,0,0.2,195]
[317,-12.7,0,0,0.5,198]
[318,-13.1,0,0,1.1000000000000001,197]
[319,-13.3,0,0,1.1000000000000001,196]
[320,-12.6,0,0,0.5,200]
[321,-12.3,20,8,0.3,202]
[322,-12.1,118,161,0.4,195]
[323,-8.5,285,771,0.3,197]
[324,-5.2,367,858,0.6,206]
[325,-1.3,406,915,0.9,215]
[326,2.5,357,821,1.4,224]
[327,3.4,264,648,2.8,230]
[328,2.9,150,439,2.6,235]
[329,0.2,33,75,1.7,238]
[330,-2.9,1,0,0.6,232]
[331,-4.4000000000000004,0,0,0.4,230]
[332,-6,0,0,0.3,224]
[333,-5.8,0,0,0.3,225]
[334,-5.5,0,0,0.2,226]
[335,-6.4,0,0,0.3,223]
[336,-7.4,0,0,0.6,218]
[337,-7.2,0,0,0.6,218]
[338,-7,0,0,0.4,219]
[339,-5.9,0,0,0.5,223]
[340,-5,0,0,0.5,226]
[341,-4.0999999999999996,0,0,0.3,230]
[342,-3.6,0,0,0.4,231]
[343,-3.6,0,0,0.4,231]
[344,-4,0,0,0.4,229]
[345,-3.9,52,295,0.4,228]
[346,-3.7,167,569,0.3,229]
[347,-2.5,254,550,0.5,229]
[348,0.6,325,636,0.7,235]
[349,5.2,434,969,0.8,236]
[350,7.1,356,803,1.9,244]
[351,6.2,275,700,2.9,242]
[352,4.3,163,545,1.9,244]
[353,1.7,45,204,1.6,242]
[354,-0.9,1,0,1,239]
[355,-2,0,0,0.8,238]
[356,-2.9,0,0,0.3,236]
[357,-3.5,0,0,0.1,235]
[358,-3.7,0,0,0.3,235]
[359,-3.7,0,0,0.3,236]
[360,-3.3,0,0,0.3,237]
[361,-3.8,0,0,0.2,237]
[362,-4,0,0,0.2,238]
[363,-4.5,0,0,0.4,234]
[364,-4.5,0,0,0.3,235]
[365,-5.5,0,0,0.4,233]
[366,-5.5,0,0,0.2,233]
[367,-5.6,0,0,0.3,232]
[368,-5.7,0,0,0.4,233]
[369,-5.6,25,16,0.3,234]
[370,-4.5,127,200,0.3,228]
[371,-3,249,505,0.2,224]
[372,-1.2,289,425,0.5,229]
[373,1.8,306,422,0.4,235]
[374,3.7,266,316,0.4,242]
[375,4.5,171,114,0.6,254]
[376,4.2,100,69,0.8,257]
[377,2.8,39,95,0.5,250]
[378,0,2,0,0.3,244]
[379,-2,0,0,0.2,237]
[380,-3.1,0,0,0.3,233]
[381,-3.4,0,0,0.2,232]
[382,-3.9,0,0,0.7,229]
[383,-4.2,0,0,1.5,227]
[384,-5,0,0,0.3,221]
[385,-5.8,0,0,0.4,216]
[386,-6.3,0,0,0.3,212]
[387,-7,0,0,0.5,208]
[388,-7.4,0,0,0.5,206]
[389,-7.7,0,0,0.4,205]
[390,-7.5,0,0,0.4,206]
[391,-6.8,0,0,0.4,208]
[392,-6.6,0,0,0.5,210]
[393,-6.8,40,93,0.5,209]
[394,-6.3,116,130,0.3,214]
[395,-4.5,202,225,0.3,217]
[396,-3,261,285,0.3,217]
[397,0.1,343,598,0.5,214]
[398,2.5,351,746,1.2,216]
[399,3.5,292,765,1.4,205]
[400,3,178,634,1.6,199]
[401,0.3,68,405,1.5,194]
[402,-2.7,4,0,1.1000000000000001,198]
[403,-4.0999999999999996,0,0,0.6,200]
[404,-4.8,0,0,0.8,200]
[405,-5.3,0,0,0.8,201]
[406,-6.2,0,0,0.8,199]
[407,-6.2,0,0,1,200]
[408,-6.2,0,0,1.2,200]
[409,-6.7,0,0,1,200]
[410,-7.3,0,0,0.4,199]
[411,-7.6,0,0,0.3,203]
[412,-7.7,0,0,0.2,204]
[413,-8.1,0,0,0.5,205]
[414,-8.6,0,0,0.5,205]
[415,-8.6999999999999993,0,0,0.4,207]
[416,-9.1999999999999993,0,0,0.4,207]
[417,-8.9,25,8,0.3,210]
[418,-8,135,237,0.6,204]
[419,-6,297,786,0.6,199]
[420,-3.9,379,863,0.3,199]
[421,-1.4,428,933,0.3,200]
[422,0.9,372,828,1.1000000000000001,199]
[423,0.6,298,780,1.7,199]
[424,0.1,177,592,1.3,203]
[425,-2,50,173,0.9,205]
[426,-3.8,3,0,0.5,202]
[427,-4.7,0,0,0.6,205]
[428,-6,0,0,0.4,202]
[429,-7,0,0,0.3,199]
[430,-6.8,0,0,0.3,200]
[431,-7.2,0,0,0.3,199]
[432,-7.6,0,0,0.4,201]
[433,-8.3000000000000007,0,0,0.4,200]
[434,-8.5,0,0,0.5,200]
[435,-8.6999999999999993,0,0,0.4,201]
[436,-9.1,0,0,0.6,201]
[437,-9,0,0,0.6,203]
[438,-9,0,0,0.5,203]
[439,-9,0,0,0.6,204]
[440,-9.5,0,0,0.6,202]
[441,-9.6,24,7,0.5,203]
[442,-8.1,133,208,0.5,200]
[443,-6,308,829,0.6,194]
[444,-3.8,387,880,0.4,197]
[445,-1.8,457,990,0.2,197]
[446,-0.4,384,864,0.3,205]
[447,0.6,302,784,0.6,204]
[448,-0.8,179,581,0.8,211]
[449,-3.1,51,161,0.8,207]
[450,-4,3,0,0.2,209]
[451,-4.8,0,0,0.3,208]
[452,-5.7,0,0,0.3,206]
[453,-6.3,0,0,0.3,206]
[454,-7.1,0,0,0.4,206]
[455,-7.4,0,0,0.4,207]
[456,-7.8,0,0,0.4,207]
[457,-7.9,0,0,0.5,207]
[458,-7.7,0,0,0.4,209]
[459,-8.5,0,0,0.5,206]
[460,-8.4,0,0,0.4,208]
[461,-8.6,0,0,0.6,208]
[462,-8.8000000000000007,0,0,0.5,209]
[463,-9.1,0,0,0.5,208]
[464,-9.6,0,0,0.4,207]
[465,-8.9,26,7,0.4,212]
[466,-8.3000000000000007,134,206,0.6,206]
[467,-6.6,295,742,0.6,202]
[468,-4,390,878,0.4,205]
[469,-2.2000000000000002,450,966,0.3,203]
[470,-0.7,399,902,0.6,210]
[471,0.3,327,889,2,207]
[472,-1.5,184,595,3.4,211]
[473,-2.9,61,256,2.2000000000000002,208]
[474,-4.3,2,0,0.6,209]
[475,-5.9,0,0,0.2,207]
[476,-6.7,0,0,0.2,206]
[477,-7.2,0,0,0.2,205]
[478,-7.8,0,0,0.4,204]
[479,-8.4,0,0,0.2,203]
[480,-9.3000000000000007,0,0,0.3,200]
[481,-10.8,0,0,0.5,195]
[482,-11.9,0,0,0.4,191]
[483,-12,0,0,0.5,192]
[484,-11.8,0,0,0.4,194]
[485,-12.7,0,0,0.6,191]
[486,-13.4,0,0,0.6,189]
[487,-13.6,0,0,0.5,189]
[488,-13.7,0,0,0.5,190]
[489,-12.9,26,7,0.4,194]
[490,-11.1,143,253,0.5,192]
[491,-7.8,333,912,0.5,193]
[492,-5.5,424,957,0.6,197]
[493,-3.5,416,873,0.8,201]
[494,-0.8,411,923,2.4,206]
[495,-0.6,315,814,3.2,210]
[496,-2.7,173,463,2.1,209]
[497,-4,73,381,1.2,201]
[498,-5,5,0,0.6,200]
[499,-6,0,0,0.4,200]
[500,-7.4,0,0,0.1,198]
[501,-8.8000000000000007,0,0,0.2,197]
[502,-10.4,0,0,0.2,193]
[503,-11.7,0,0,0.2,190]
[504,-12.4,0,0,0.3,190]
[505,-12.6,0,0,0.4,190]
[506,-12.1,0,0,0.3,194]
[507,-10.9,0,0,0.5,199]
[508,-10,0,0,0.3,203]
[509,-10.1,0,0,0.3,204]
[510,-10.199999999999999,0,0,0.3,206]
[511,-10.3,0,0,0.3,207]
[512,-10.6,0,0,0.2,208]
[513,-11,32,14,0.3,207]
[514,-9.4,139,215,0.4,205]
[515,-6.8,255,455,0.5,208]
[516,-4,320,509,1.1000000000000001,215]
[517,-2.9,359,603,2.5,218]
[518,-2.1,376,783,3.5,217]
[519,-2.7,324,839,2.5,211]
[520,-3.8,182,517,2,213]
[521,-5.0999999999999996,66,472,1.5,209]
[522,-7,3,0,0.8,203]
[523,-8.1,0,0,0.7,199]
[524,-8.8000000000000007,0,0,0.9,198]
[525,-9.6999999999999993,0,0,0.5,195]
[526,-10,0,0,0.9,194]
[527,-9.4,0,0,0.5,197]
[528,-9.8000000000000007,0,0,0.3,196]
[529,-11.1,0,0,0.5,191]
[530,-12.5,0,0,0.7,186]
[531,-12.8,0,0,0.4,184]
[532,-12.3,0,0,0.3,186]
[533,-11.7,0,0,0.3,188]
[534,-11,0,0,0.4,190]
[535,-10.9,0,0,0.4,191]
[536,-10.1,0,0,0.3,195]
[537,-9.8000000000000007,72,391,0.3,198]
[538,-8,146,251,0.4,216]
[539,-7.1,216,235,1.3,218]
[540,-5.9,251,197,3.4,224]
[541,-5.3,279,238,4.9000000000000004,227]
[542,-4.5999999999999996,334,551,5.2,223]
[543,-4.8,241,335,6.2,226]
[544,-5.8,112,65,6.2,232]
[545,-6.5,54,182,5.6,232]
[546,-7,5,0,4.2,233]
[547,-7.2,0,0,2.9,233]
[548,-7.5,0,0,2,230]
[549,-7.6,0,0,1.5,229]
[550,-8.1,0,0,1.2,226]
[551,-8.1999999999999993,0,0,0.8,226]
[552,-8.4,0,0,0.3,226]
[553,-8.6,0,0,0.2,226]
[554,-8.6999999999999993,0,0,0.2,225]
[555,-9.1,0,0,0,225]
[556,-9.4,0,0,0.6,224]
[557,-9.1999999999999993,0,0,1.3,225]
[558,-9.5,0,0,0.5,222]
[559,-9.6999999999999993,0,0,0.2,222]
[560,-10.1,0,0,0,221]
[561,-10.5,28,7,0.2,218]
[562,-10.1,87,19,0.2,217]
[563,-8.8000000000000007,147,38,0.1,219]
[564,-7.7,242,163,1.3,216]
[565,-7.1,329,429,3.2,212]
[566,-7,268,240,3.6,215]
[567,-7.3,210,184,3.7,218]
[568,-7.8,131,123,4.0999999999999996,221]
[569,-8.3000000000000007,69,394,3.9,220]
[570,-8.4,4,0,3.5,220]
[571,-8.5,0,0,3.2,220]
[572,-8.8000000000000007,0,0,3.1,219]
[573,-9.3000000000000007,0,0,4,219]
[574,-9.6,0,0,4,219]
[575,-9.8000000000000007,0,0,3.2,218]
[576,-9.9,0,0,3.1,217]
[577,-10.199999999999999,0,0,3.7,216]
[578,-10.4,0,0,3.8,215]
[579,-10.6,0,0,3.6,215]
[580,-10.8,0,0,3.4,214]
[581,-11.3,0,0,3.3,212]
[582,-11.6,0,0,2.7,210]
[583,-11.6,0,0,1.9,211]
[584,-11.5,0,0,2.7,212]
[585,-11.4,27,13,2.8,212]
[586,-11.4,96,33,3.4,213]
[587,-10.7,159,54,3.9,214]
[588,-9.6999999999999993,231,128,3.9,213]
[589,-8.6,345,488,3.7,205]
[590,-8,473,1020,4.2,194]
[591,-8.4,278,506,3.8,204]
[592,-9.1999999999999993,129,103,2.8,209]
[593,-10.7,43,44,2.4,203]
[594,-13,4,0,3,190]
[595,-14.2,0,0,3.1,186]
[596,-15.5,0,0,1.3,182]
[597,-17.399999999999999,0,0,1,175]
[598,-18.3,0,0,1.6,172]
[599,-18.8,0,0,2.2999999999999998,169]
[600,-19.2,0,0,1.8,167]
[601,-19.3,0,0,1.6,168]
[602,-20.2,0,0,0.7,164]
[603,-19.899999999999999,0,0,0.3,165]
[604,-18.5,0,0,0.3,169]
[605,-17.2,0,0,0.4,173]
[606,-16.899999999999999,0,0,0.5,173]
[607,-17.600000000000001,0,0,0.4,171]
[608,-16.600000000000001,0,0,0.4,174]
[609,-15.7,42,62,0.3,176]
[610,-13.9,149,227,0.4,179]
[611,-9.6,310,720,0.6,179]
[612,-6.5,395,816,0.4,184]
[613,-4,339,445,0.4,188]
[614,-2.1,262,202,0.4,189]
[615,-1.7,164,52,1.6,206]
[616,-1.9,80,9,3.1,218]
[617,-2.2000000000000002,32,11,1.2,223]
[618,-3.4,4,0,0.3,229]
[619,-4.2,0,0,0.7,230]
[620,-4.9000000000000004,0,0,0.7,228]
[621,-5,0,0,0.8,229]
[622,-5,0,0,1.1000000000000001,230]
[623,-5.7,0,0,1.5,228]
[624,-6.9,0,0,0.9,222]
[625,-7.5,0,0,0.4,218]
[626,-7.4,0,0,0.4,219]
[627,-7.3,0,0,0.6,220]
[628,-7.3,0,0,0.9,220]
[629,-7.1,0,0,0.6,220]
[630,-6.8,0,0,1.8,221]
[631,-5.7,0,0,3.9,224]
[632,-5.8,0,0,2.6,226]
[633,-6.7,28,12,1.5,230]
[634,-6.4,109,50,2.2999999999999998,233]
[635,-5.9,189,111,2.1,231]
[636,-5.6,223,100,1.1000000000000001,231]
[637,-5.0999999999999996,239,104,1.5,232]
[638,-4.5,218,83,4.5,237]
[639,-4.8,122,12,4.8,244]
[640,-4.9000000000000004,85,13,4.2,245]
[641,-5.2,33,10,4.2,245]
[642,-5.6,4,0,4.4000000000000004,244]
[643,-5.7,0,0,4.3,244]
[644,-6,0,0,5.0999999999999996,242]
[645,-6.1,0,0,4.5999999999999996,242]
[646,-6.3,0,0,4.5999999999999996,241]
[647,-6.4,0,0,4.5,240]
[648,-6.6,0,0,4.5,239]
[649,-6.4,0,0,4.9000000000000004,241]
[650,-6.6,0,0,4.7,241]
[651,-6.5,0,0,4.5999999999999996,243]
[652,-6.5,0,0,4.3,242]
[653,-6.7,0,0,3.9,240]
[654,-6.7,0,0,3.6,240]
[655,-6.9,0,0,3.7,239]
[656,-6.8,0,0,3.5,239]
[657,-6.9,24,0,3,240]
[658,-6.5,95,22,2.8,242]
[659,-6.1,165,55,2.6,237]
[660,-5.4,291,296,3.1,224]
[661,-4.7,439,856,4.0999999999999996,214]
[662,-4.8,341,500,5.2,221]
[663,-5.3,299,567,5.5,223]
[664,-6.6,131,89,4.9000000000000004,232]
[665,-7.2,76,302,5.3,224]
[666,-7.6,7,0,3.9,224]
[667,-8.1999999999999993,0,0,1.9,220]
[668,-8.4,0,0,0.6,217]
[669,-8.5,0,0,0.4,220]
[670,-8.1999999999999993,0,0,1.4,224]
[671,-8.1999999999999993,0,0,2.2999999999999998,228]
[672,-8.9,0,0,1,226]
[673,-9.3000000000000007,0,0,1.1000000000000001,224]
[674,-9.1999999999999993,0,0,0.9,225]
[675,-10.3,0,0,1.2,220]
[676,-11.5,0,0,0.3,215]
[677,-11.2,0,0,0.4,218]
[678,-10.4,0,0,0.5,223]
[679,-10,0,0,0.5,227]
[680,-9.4,0,0,0.4,233]
[681,-8.8000000000000007,8,0,0.6,238]
[682,-8.3000000000000007,21,0,0.4,241]
[683,-7.5,30,0,1,245]
[684,-6.9,46,0,1.9,247]
[685,-5.8,49,0,2.4,253]
[686,-5.9,41,0,4.7,253]
[687,-5.3,38,0,8.8000000000000007,255]
[688,-5.4,27,0,10.1,254]
[689,-5.5,10,0,9.5,254]
[690,-5.5,2,0,8.6,254]
[691,-5.6,0,0,5,253]
[692,-6.1,0,0,1.8,251]
[693,-6.2,0,0,1,250]
[694,-6.1,0,0,0.6,250]
[695,-6.2,0,0,1.4,249]
[696,-6,0,0,1.5,250]
[697,-5.8,0,0,1.6,250]
[698,-5.6,0,0,1.3,251]
[699,-5.3,0,0,1,252]
[700,-5.2,0,0,0.3,252]
[701,-4.7,0,0,1,254]
[702,-4.5999999999999996,0,0,1,255]
[703,-4.4000000000000004,0,0,0.7,255]
[704,-4.0999999999999996,0,0,0.4,257]
[705,-3.9,31,11,0.2,258]
[706,-3,39,0,1.5,270]
[707,-0.5,42,0,4.4000000000000004,285]
[708,0.8,129,7,6.7,284]
[709,1.6,312,285,6.8,268]
[710,2.7,361,561,5.8,259]
[711,2.6,284,443,5.9,258]
[712,2.1,155,160,6.3,265]
[713,2.1,67,126,5.5,266]
[714,1.5,6,0,5.0999999999999996,265]
[715,1.3,0,0,4.7,267]
[716,0.8,0,0,2.5,266]
[717,-0.2,0,0,0.8,267]
[718,-1.1000000000000001,0,0,0.8,263]
[719,-2.5,0,0,0.7,257]
[720,-3.3,0,0,1,255]
[721,-2.9,0,0,2.2000000000000002,255]
[722,-3.4,0,0,1.9,253]
[723,-3.8,0,0,1.4,255]
[724,-3.2,0,0,2.2000000000000002,257]
[725,-1.9,0,0,5.4,259]
[726,-1.9,0,0,4.0999999999999996,257]
[727,-2.8,0,0,3.6,256]
[728,-3.5,0,0,3.8,258]
[729,-3.8,14,0,3.3,261]
[730,-3.7,64,4,2.4,256]
[731,-3.5,137,18,1.8,250]
[732,-3,238,111,3.3,245]
[733,-2.4,331,345,4.4000000000000004,239]
[734,-2.2999999999999998,338,436,6.6,238]
[735,-2.5,191,80,7.7,248]
[736,-2.5,102,20,7.6,253]
[737,-2.2999999999999998,48,17,6.9,254]
[738,-2.1,6,0,7.1,253]
[739,-2.4,0,0,6.5,251]
[740,-3.2,0,0,5.3,252]
[741,-3.4,0,0,5.4,252]
[742,-4.8,0,0,4,242]
[743,-6.5,0,0,3.8,228]
[744,-8.4,0,0,2.5,216]
[745,-10.1,0,0,1.5,201]
[746,-12.3,0,0,1,189]
[747,-14.7,0,0,0.6,179]
[748,-15.4,0,0,0.7,177]
[749,-15.6,0,0,0.5,176]
[750,-15.3,0,0,0.7,176]
[751,-15.1,0,0,0.5,178]
[752,-14.6,0,0,0.7,180]
[753,-13.6,48,40,0.5,183]
[754,-12.1,207,540,0.7,175]
[755,-7.6,408,993,0.6,180]
[756,-5.8,471,956,0.5,184]
[757,-3.5,507,969,0.4,182]
[758,-1.2,473,947,0.6,179]
[759,-1,421,993,1.4,177]
[760,-2.2999999999999998,271,889,2.2000000000000002,182]
[761,-4,100,468,1.6,189]
[762,-5.2,7,0,1.2,189]
[763,-6.3,0,0,1,190]
[764,-7.9,0,0,0.2,191]
[765,-10.1,0,0,0.1,187]
[766,-11.1,0,0,0.2,184]
[767,-11.8,0,0,0.2,181]
[768,-11.9,0,0,0.1,180]
[769,-12.2,0,0,0,179]
[770,-12,0,0,0.1,181]
[771,-12.1,0,0,0.2,180]
[772,-12.3,0,0,0.4,179]
[773,-12,0,0,0.2,179]
[774,-12.6,0,0,0.3,179]
[775,-12.9,0,0,0.3,179]
[776,-12.4,0,0,0.3,182]
[777,-12.3,52,58,0.3,183]
[778,-9.8000000000000007,225,660,0.4,179]
[779,-6.5,415,999,0.5,181]
[780,-3.9,475,955,0.3,188]
[781,-1.6,524,993,0.3,185]
[782,0.9,487,965,0.8,184]
[783,1.9,428,994,1.4,176]
[784,1.1000000000000001,258,784,1,182]
[785,-2.4,65,65,0.7,209]
[786,-4.2,11,0,0.3,208]
[787,-5.0999999999999996,0,0,0.4,207]
[788,-6,0,0,0.4,209]
[789,-6.9,0,0,0.5,210]
[790,-7.9,0,0,0.5,207]
[791,-7.4,0,0,0.5,207]
[792,-6.8,0,0,0.4,208]
[793,-6.9,0,0,0.5,209]
[794,-6.7,0,0,0.6,212]
[795,-6.6,0,0,0.4,210]
[796,-7,0,0,0.3,209]
[797,-7.8,0,0,0.4,205]
[798,-8.5,0,0,0.5,202]
[799,-9.1,0,0,0.6,198]
[800,-9.5,0,0,0.5,197]
[801,-8.1999999999999993,64,121,0.6,201]
[802,-6.2,251,825,0.7,190]
[803,-3.2,399,946,1,189]
[804,-1.5,355,488,0.5,196]
[805,0.6,337,330,0.4,192]
[806,2,349,439,0.3,200]
[807,1.9,228,151,0.5,216]
[808,1.6,147,92,0.3,219]
[809,0.6,67,62,0.5,214]
[810,-1.5,7,0,0.4,219]
[811,-3.2,0,0,0.2,221]
[812,-4.2,0,0,0.6,222]
[813,-4.5,0,0,1.1000000000000001,223]
[814,-4.4000000000000004,0,0,0.4,225]
[815,-4.0999999999999996,0,0,0.2,228]
[816,-4.2,0,0,0.2,228]
[817,-4.4000000000000004,0,0,0.3,228]
[818,-4.9000000000000004,0,0,0.5,225]
[819,-5.9,0,0,0.4,224]
[820,-6.3,0,0,0.5,224]
[821,-6.4,0,0,0.6,224]
[822,-6.7,0,0,0.4,222]
[823,-7,0,0,0.3,222]
[824,-7.2,0,0,0.4,222]
[825,-6.8,56,54,0.5,223]
[826,-5.7,187,322,0.6,217]
[827,-2.8,335,678,0.8,219]
[828,1,404,695,0.7,221]
[829,3.4,491,911,0.6,222]
[830,4.4000000000000004,442,826,0.8,227]
[831,4.2,340,638,0.5,232]
[832,2.8,149,90,1.1000000000000001,241]
[833,1.6,75,98,1.4,242]
[834,-0.3,11,0,0.3,245]
[835,-1.9,0,0,0.2,240]
[836,-3.3,0,0,0.2,235]
[837,-4.2,0,0,0.1,233]
[838,-4.8,0,0,0.3,232]
[839,-5.3,0,0,0.2,230]
[840,-5.7,0,0,0.1,228]
[841,-5.7,0,0,0.4,229]
[842,-5.5,0,0,0.6,230]
[843,-4.9000000000000004,0,0,0.8,232]
[844,-4.3,0,0,0.7,234]
[845,-3.8,0,0,0.5,237]
[846,-3.6,0,0,0.3,239]
[847,-3.5,0,0,0.2,240]
[848,-3.3,0,0,0.1,241]
[849,-3.5,59,61,0.4,240]
[850,-3,204,415,0.5,230]
[851,-1.1000000000000001,395,917,0.4,224]
[852,1.5,461,893,0.3,225]
[853,2.8,495,908,0.8,221]
[854,4.0999999999999996,465,884,2.1,224]
[855,4,418,935,3.1,223]
[856,2.7,289,881,2.4,222]
[857,0.8,103,321,2.2000000000000002,231]
[858,-1.6,8,0,1.1000000000000001,231]
[859,-3.1,0,0,0.3,228]
[860,-4,0,0,0.1,227]
[861,-5,0,0,0.2,225]
[862,-5.4,0,0,0.2,225]
[863,-6,0,0,0.3,222]
[864,-6.5,0,0,0.3,223]
[865,-7,0,0,0.5,221]
[866,-7.4,0,0,0.3,221]
[867,-7.5,0,0,0.4,221]
[868,-8,0,0,0.3,220]
[869,-8.1,0,0,0.3,220]
[870,-8.3000000000000007,0,0,0.4,219]
[871,-8.6999999999999993,0,0,0.4,218]
[872,-8.6999999999999993,0,0,0.5,219]
[873,-8,60,59,0.4,221]
[874,-6.6,247,712,0.4,208]
[875,-4.8,424,971,0.5,206]
[876,-1.7,478,921,0.4,213]
[877,0.9,516,938,0.3,211]
[878,2.5,483,915,0.2,211]
[879,3.3,430,950,1.1000000000000001,209]
[880,2.9,325,902,2.4,206]
[881,1.8,123,529,1.9,214]
[882,-0.4,15,0,1,218]
[883,-2.6,0,0,0.6,218]
[884,-3.7,0,0,0.4,220]
[885,-3.7,0,0,0.4,222]
[886,-3.4,0,0,0.4,224]
[887,-3,0,0,0.7,225]
[888,-2.9,0,0,0.8,229]
[889,-2.9,0,0,0.4,233]
[890,-2.9,0,0,0.6,234]
[891,-2.5,0,0,0.6,236]
[892,-2.2000000000000002,0,0,0.7,239]
[893,-2.2999999999999998,0,0,1.7,240]
[894,-2.2000000000000002,0,0,3.5,243]
[895,-3,0,0,1.2,249]
[896,-3,0,0,0.8,253]
[897,-2.6,39,8,0.5,256]
[898,-2.2999999999999998,98,11,1,258]
[899,-1.5,160,27,0.9,259]
[900,-0.7,242,87,1.1000000000000001,257]
[901,0.5,297,168,2.8,261]
[902,1.4,265,121,5.5,265]
[903,1.1000000000000001,145,13,6.7,272]
[904,0.5,70,4,9.1,271]
[905,0.1,31,0,10.9,269]
[906,-0.2,5,0,9.9,265]
[907,-0.3,0,0,8.5,260]
[908,-1.2,0,0,6,257]
[909,-1.7,0,0,4.4000000000000004,254]
[910,-2.2000000000000002,0,0,3.6,252]
[911,-3.1,0,0,2.5,250]
[912,-3.9,0,0,1.7,248]
[913,-4.4000000000000004,0,0,0.9,245]
[914,-5.4,0,0,0.7,241]
[915,-6.1,0,0,0.3,237]
[916,-6.4,0,0,0.2,235]
[917,-7.3,0,0,0.3,230]
[918,-8.8000000000000007,0,0,0.4,225]
[919,-10.6,0,0,0.4,218]
[920,-10.199999999999999,0,0,0.3,219]
[921,-9.9,49,16,0.3,218]
[922,-7.4,126,41,0.4,219]
[923,-5,219,115,0.5,216]
[924,-1.9,275,147,0.7,216]
[925,1.3,268,102,1.5,223]
[926,1.7,306,218,2.5,225]
[927,2.2000000000000002,381,756,1.7,221]
[928,2.4,352,891,1.9,219]
[929,2.2000000000000002,168,678,1.8,225]
[930,1.2,18,0,0.9,225]
[931,0.1,0,0,0.5,228]
[932,-0.7,0,0,0.3,231]
[933,-0.7,0,0,0.8,232]
[934,-0.9,0,0,0.9,233]
[935,-1.9,0,0,0.7,231]
[936,-2.7,0,0,0.4,229]
[937,-3.1,0,0,0.4,229]
[938,-3.3,0,0,0.6,230]
[939,-3.1,0,0,0.5,233]
[940,-2.1,0,0,0.1,238]
[941,-1.6,0,0,0.3,241]
[942,-2,0,0,0.5,241]
[943,-3.4,0,0,0.6,236]
[944,-4.3,0,0,0.4,233]
[945,-4,94,268,0.9,235]
[946,-2.6,311,906,0.9,223]
[947,-0.1,436,963,0.4,228]
[948,2.4,501,934,0.2,229]
[949,5,531,935,0.5,231]
[950,7.2,505,928,1.1000000000000001,231]
[951,8,448,953,1.4,223]
[952,6.7,332,929,1.7,221]
[953,4.8,118,334,1.3,231]
[954,2.5,13,0,1.1000000000000001,233]
[955,1.5,0,0,1.2,235]
[956,0.3,0,0,1.1000000000000001,235]
[957,-0.5,0,0,0.8,236]
[958,-1,0,0,0.3,236]
[959,-1.6,0,0,0.8,234]
[960,-2.2999999999999998,0,0,1.1000000000000001,232]
[961,-2.1,0,0,1.4,232]
[962,-1.7,0,0,1.5,230]
[963,-1.9,0,0,1.5,230]
[964,-2.5,0,0,1.7,230]
[965,-2.7,0,0,2.4,229]
[966,-1.2,0,0,3.3,233]
[967,0.7,0,0,3.2,237]
[968,-0.5,0,0,2.7,241]
[969,1.2,87,170,1.6,245]
[970,2.2999999999999998,128,36,1.4,253]
[971,3.6,162,24,2.6,258]
[972,5.3,182,18,4.2,261]
[973,5.7,154,6,3.5,262]
[974,6.2,130,4,2.5,263]
[975,6.1,132,8,2.2999999999999998,264]
[976,5.5,78,3,2.6,270]
[977,3.7,40,6,2.6,270]
[978,2.1,10,76,2.7,270]
[979,0.4,0,0,3.7,267]
[980,-0.6,0,0,3.4,262]
[981,-0.8,0,0,1.9,267]
[982,-1.5,0,0,0.7,265]
[983,-2.2000000000000002,0,0,0.1,260]
[984,-2.4,0,0,0.3,256]
[985,-2.7,0,0,0.3,252]
[986,-3.2,0,0,0.1,249]
[987,-3.5,0,0,0.2,246]
[988,-3.7,0,0,0.3,244]
[989,-4,0,0,0.3,241]
[990,-4.8,0,0,0.4,238]
[991,-5,0,0,0.3,237]
[992,-4.5999999999999996,0,0,0.8,236]
[993,-2.8,90,172,1.4,239]
[994,-0.4,226,423,1.3,240]
[995,3,350,604,3.4,239]
[996,3.7,371,426,4.7,245]
[997,4.7,368,339,4.3,246]
[998,4.5999999999999996,328,254,2.7,250]
[999,3.1,221,85,2.2000000000000002,258]
[1000,1.7,119,17,3.1,268]
[1001,0.9,82,55,2.9,269]
[1002,0.5,21,135,2.2000000000000002,254]
[1003,0.4,0,0,2.2999999999999998,255]
[1004,0.3,0,0,2.8,253]
[1005,0,0,0,4.0999999999999996,251]
[1006,-0.1,0,0,3.9,248]
[1007,0.3,0,0,3,244]
[1008,-0.3,0,0,2.6,243]
[1009,-1.8,0,0,3.2,242]
[1010,-2.9,0,0,2.6,239]
[1011,-3.3,0,0,1.6,238]
[1012,-3.7,0,0,0.4,238]
[1013,-4.0999999999999996,0,0,0.2,238]
[1014,-4.7,0,0,0.3,237]
[1015,-5.2,0,0,0.4,237]
[1016,-5.4,0,0,0.5,238]
[1017,-4.7,54,14,0.8,240]
[1018,-2,184,180,1.8,237]
[1019,2.6,365,658,2.8,233]
[1020,6.4,457,766,3.1,233]
[1021,8.8000000000000007,566,968,3.3,224]
[1022,9.8000000000000007,579,1028,5.0999999999999996,223]
[1023,9.1,533,1028,4.0999999999999996,221]
[1024,7.6,370,939,3.1,226]
[1025,6.9,107,159,3,248]
[1026,5.9,29,157,3.2,227]
[1027,5.0999999999999996,0,0,2.8,230]
[1028,3.2,0,0,2.2000000000000002,229]
[1029,2.1,0,0,1.1000000000000001,235]
[1030,1.4,0,0,0.5,237]
[1031,0.4,0,0,0.4,236]
[1032,-0.2,0,0,0.2,238]
[1033,-0.9,0,0,0.2,236]
[1034,-1.3,0,0,0.4,236]
[1035,-1.5,0,0,0.8,237]
[1036,-1.7,0,0,0.9,239]
[1037,-1.9,0,0,0.5,240]
[1038,-2.4,0,0,1.1000000000000001,242]
[1039,-2.7,0,0,2.4,248]
[1040,-2.2999999999999998,0,0,2.4,251]
[1041,-2.1,96,175,3.6,253]
[1042,-2.5,164,101,5.3,254]
[1043,-3,200,55,6.3,255]
[1044,-3.4,231,51,7.2,253]
[1045,-3.4,320,178,6.5,245]
[1046,-2.8,387,434,5.5,240]
[1047,-2.2000000000000002,322,374,3.6,243]
[1048,-1.8,195,158,2.2000000000000002,248]
[1049,-1.4,102,115,1.6,252]
[1050,-2.4,16,118,1.6,252]
[1051,-3.2,0,0,2,251]
[1052,-4.2,0,0,1.6,249]
[1053,-5.0999999999999996,0,0,0.6,244]
[1054,-5.6,0,0,0.3,240]
[1055,-5.3,0,0,0.4,239]
[1056,-5.4,0,0,0.3,237]
[1057,-5.5,0,0,0.4,235]
[1058,-5.7,0,0,0.3,234]
[1059,-5.3,0,0,0.1,234]
[1060,-5.2,0,0,0.3,234]
[1061,-5.0999999999999996,0,0,0.3,233]
[1062,-5.0999999999999996,0,0,0.2,232]
[1063,-4.9000000000000004,0,0,0.2,233]
[1064,-4.0999999999999996,0,0,0.3,236]
[1065,-3.4,91,124,0.3,238]
[1066,-2,217,307,0.5,237]
[1067,-0.4,281,244,0.6,243]
[1068,1.9,374,394,1.6,243]
[1069,3.8,502,798,4.0999999999999996,234]
[1070,4.3,520,904,6,232]
[1071,2.7,439,868,7.5,235]
[1072,1.5,284,608,6.7,241]
[1073,0.8,68,11,5.9,260]
[1074,-0.5,22,170,5.9,248]
[1075,-1.1000000000000001,0,0,6.2,250]
[1076,-0.9,0,0,5.0999999999999996,252]
[1077,-1.1000000000000001,0,0,4.5999999999999996,253]
[1078,-1.3,0,0,4.2,254]
[1079,-1.4,0,0,3.8,255]
[1080,-1.4,0,0,2.9,256]
[1081,-1.4,0,0,3.4,257]
[1082,-1.6,0,0,3.1,259]
[1083,-1.8,0,0,1.8,261]
[1084,-1.8,0,0,1.7,263]
[1085,-2,0,0,2.2999999999999998,263]
[1086,-2.4,0,0,2.2999999999999998,261]
[1087,-2.8,0,0,3.1,260]
[1088,-3.3,0,0,4.7,259]
[1089,-3.3,37,6,4.5,259]
[1090,-3.6,101,10,4.8,254]
[1091,-3.7,151,12,5,252]
[1092,-3.7,189,17,5.3,250]
[1093,-3.8,199,16,5.4,249]
[1094,-3.8,192,16,5,248]
[1095,-3.9,135,7,4.8,251]
[1096,-4.5999999999999996,99,6,4.5,248]
[1097,-4.9000000000000004,44,5,5.3,250]
[1098,-5.2,14,28,5.6,244]
[1099,-5.6,2,0,5,243]
[1100,-5.8,0,0,4.5999999999999996,241]
[1101,-5.9,0,0,4.5999999999999996,240]
[1102,-6,0,0,4,239]
[1103,-6.1,0,0,3.7,240]
[1104,-6.2,0,0,3.5,241]
[1105,-6.3,0,0,3.4,241]
[1106,-6.7,0,0,3.3,241]
[1107,-6.7,0,0,3.5,240]
[1108,-6.7,0,0,3.5,239]
[1109,-6.8,0,0,3.4,238]
[1110,-6.9,0,0,3.4,238]
[1111,-7.1,0,0,3.3,237]
[1112,-7.3,0,0,3.8,236]
[1113,-7.3,72,31,4.5,235]
[1114,-7.2,154,59,4.9000000000000004,232]
[1115,-6.9,278,211,5.2,226]
[1116,-6.7,396,446,5.4,220]
[1117,-6.3,493,731,6.1,214]
[1118,-6.2,488,779,6.3,213]
[1119,-6.9,317,311,5.8,223]
[1120,-7.2,179,86,5.6,229]
[1121,-7.5,85,32,5.2,232]
[1122,-8.1999999999999993,25,145,4.9000000000000004,222]
[1123,-8.5,2,0,4.7,222]
[1124,-8.6,0,0,4.7,222]
[1125,-8.6999999999999993,0,0,4.4000000000000004,222]
[1126,-9.3000000000000007,0,0,3.7,220]
[1127,-9.6,0,0,3.2,219]
[1128,-9.9,0,0,2.7,218]
[1129,-10.6,0,0,2.1,215]
[1130,-10.9,0,0,2,212]
[1131,-11.6,0,0,1.5,205]
[1132,-11.6,0,0,0.9,204]
[1133,-11.2,0,0,0.9,210]
[1134,-11.4,0,0,1.7,214]
[1135,-11.7,0,0,1.6,213]
[1136,-12,9,63,1,209]
[1137,-11.8,63,12,0.6,208]
[1138,-10.4,205,201,0.3,205]
[1139,-8.8000000000000007,345,458,1.2,203]
[1140,-8,342,248,2.2000000000000002,210]
[1141,-7.7,302,117,2,216]
[1142,-7.6,248,55,2.6,220]
[1143,-7.8,174,19,3.3,225]
[1144,-8.3000000000000007,143,27,3.8,223]
[1145,-8.9,84,26,3.8,223]
[1146,-9.1999999999999993,27,130,3,214]
[1147,-9.1,2,0,2.6,214]
[1148,-9.8000000000000007,0,0,2.4,214]
[1149,-10,0,0,2.2999999999999998,213]
[1150,-10.3,0,0,1.8,211]
[1151,-10.7,0,0,1.2,209]
[1152,-10.9,0,0,0.5,207]
[1153,-11.3,0,0,0.5,205]
[1154,-11,0,0,0,207]
[1155,-10.8,0,0,0,208]
[1156,-11.5,0,0,0,204]
[1157,-11.9,0,0,0.2,201]
[1158,-13.2,0,0,0.1,194]
[1159,-14.8,0,0,0.1,187]
[1160,-15.4,20,161,0.2,183]
[1161,-14.2,76,29,0.2,199]
[1162,-12.9,203,179,0.5,196]
[1163,-9.6,450,883,1.2,195]
[1164,-7.2,592,1002,2.9,198]
[1165,-7.1,558,895,5.7,206]
[1166,-7.4,432,529,7.9,212]
[1167,-7.7,255,112,6.9,222]
[1168,-8.4,111,9,6.8,231]
[1169,-9.1999999999999993,46,5,7,231]
[1170,-10.1,17,8,6.5,222]
[1171,-10.3,3,0,5.6,221]
[1172,-10.7,0,0,3.6,219]
[1173,-11.2,0,0,3.6,216]
[1174,-12.4,0,0,3.7,210]
[1175,-13.2,0,0,2.1,206]
[1176,-13.9,0,0,1.3,202]
[1177,-14.1,0,0,1.1000000000000001,201]
[1178,-13.7,0,0,1.5,203]
[1179,-13.8,0,0,1.2,201]
[1180,-14.4,0,0,0.4,199]
[1181,-14.4,0,0,0.4,199]
[1182,-13.7,0,0,0.9,202]
[1183,-13.5,0,0,1.8,204]
[1184,-13.4,12,72,2,204]
[1185,-13,53,6,1.9,210]
[1186,-12.5,153,44,2.2000000000000002,205]
[1187,-11.7,310,283,2.8,198]
[1188,-11.1,359,277,4.3,200]
[1189,-10.7,362,232,4.5,203]
[1190,-10.199999999999999,356,253,4.3,205]
[1191,-10.4,262,122,4,209]
[1192,-10.8,133,18,3.6,216]
[1193,-11.4,57,5,2.2000000000000002,218]
[1194,-12.2,19,8,0.9,210]
[1195,-13.1,0,0,0.5,205]
[1196,-15.7,0,0,1.2,192]
[1197,-16,0,0,1,189]
[1198,-16.3,0,0,1.2,186]
[1199,-16.600000000000001,0,0,0.9,184]
[1200,-17.8,0,0,0.7,178]
[1201,-22.3,0,0,0.7,158]
[1202,-18.600000000000001,0,0,0.4,173]
[1203,-17.899999999999999,0,0,0.5,175]
[1204,-17.399999999999999,0,0,0.5,177]
[1205,-16.2,0,0,0.3,182]
[1206,-15.7,0,0,0.5,184]
[1207,-13.4,0,0,0.6,194]
[1208,-12.6,24,192,1.2,198]
[1209,-12.5,114,154,0.8,203]
[1210,-10.5,377,974,0.7,193]
[1211,-6.8,480,926,0.7,206]
[1212,-4.5,574,951,0.6,210]
[1213,-2.8,596,939,1.5,217]
[1214,-2.1,561,918,2.9,222]
[1215,-3,468,861,4.9000000000000004,222]
[1216,-3.6,384,934,4.5999999999999996,217]
[1217,-4.5,180,546,5.4,224]
[1218,-5.4,28,47,3.9,235]
[1219,-6.6,2,0,4,234]
[1220,-7.3,0,0,3.5,231]
[1221,-7.6,0,0,3.3,229]
[1222,-7.7,0,0,3.5,227]
[1223,-7.9,0,0,4.4000000000000004,225]
[1224,-8.6,0,0,5.0999999999999996,222]
[1225,-8.6,0,0,2.2999999999999998,221]
[1226,-8.5,0,0,0.7,221]
[1227,-8.4,0,0,0.6,221]
[1228,-8.1999999999999993,0,0,1.8,222]
[1229,-8.1999999999999993,0,0,2.5,221]
[1230,-7.8,0,0,1.7,222]
[1231,-8.1,0,0,0.7,220]
[1232,-8.3000000000000007,26,161,0.3,218]
[1233,-7.8,89,43,0.3,229]
[1234,-7.1,177,79,0.3,224]
[1235,-5.3,379,532,1.3,212]
[1236,-3.8,453,582,2.9,207]
[1237,-3.5,455,504,3.2,207]
[1238,-3.1,512,775,3.9,200]
[1239,-3.2,446,765,3.8,198]
[1240,-3.8,292,482,3.9,200]
[1241,-4.4000000000000004,125,123,3.3,210]
[1242,-5.5,43,195,2,203]
[1243,-6.8,2,0,1,205]
[1244,-8,0,0,0.6,205]
[1245,-9,0,0,0.3,202]
[1246,-10.3,0,0,0.4,197]
[1247,-11.5,0,0,1.1000000000000001,189]
[1248,-12.7,0,0,1,184]
[1249,-13.6,0,0,0.5,183]
[1250,-15.9,0,0,0.2,175]
[1251,-16.100000000000001,0,0,0.2,175]
[1252,-16.399999999999999,0,0,0.2,172]
[1253,-17.100000000000001,0,0,0.2,169]
[1254,-18.399999999999999,0,0,0.1,163]
[1255,-23.4,0,0,0.2,144]
[1256,-18.899999999999999,35,161,0.3,161]
[1257,-16.899999999999999,141,297,0.4,173]
[1258,-14.5,347,851,0.6,170]
[1259,-8.9,463,857,0.8,183]
[1260,-6.4,552,895,1.8,183]
[1261,-6,588,908,4,189]
[1262,-5.5,555,884,4.4000000000000004,193]
[1263,-5.9,434,697,4.2,199]
[1264,-6.5,236,206,4.3,211]
[1265,-7.4,116,79,3.9,217]
[1266,-9.1,32,43,3.7,216]
[1267,-9.4,2,0,3.1,219]
[1268,-8.9,0,0,2.4,221]
[1269,-8.9,0,0,2.4,220]
[1270,-9,0,0,2.5,220]
[1271,-9,0,0,2.4,220]
[1272,-9.3000000000000007,0,0,2.2999999999999998,218]
[1273,-9.4,0,0,2.7,217]
[1274,-9.4,0,0,2.6,216]
[1275,-9.5,0,0,2.1,214]
[1276,-9.6999999999999993,0,0,1.9,212]
[1277,-10.199999999999999,0,0,1.9,209]
[1278,-11,0,0,2,205]
[1279,-11.3,0,0,1.6,203]
[1280,-10.6,33,184,0.6,206]
[1281,-9.9,121,142,0.5,213]
[1282,-8.6999999999999993,259,348,1.4,208]
[1283,-7.1,459,826,2.1,205]
[1284,-6.1,640,1025,2.7,201]
[1285,-5.8,570,857,2.8,206]
[1286,-5.8,539,828,2.9,206]
[1287,-5.6,498,897,3.2,205]
[1288,-5.8,389,907,4.2,205]
[1289,-6.5,137,149,4.8,219]
[1290,-7.5,42,105,2.4,214]
[1291,-9.3000000000000007,0,0,0.8,204]
[1292,-10.5,0,0,0.9,199]
[1293,-10.9,0,0,1.3,196]
[1294,-10.4,0,0,1.1000000000000001,198]
[1295,-10,0,0,1.6,199]
[1296,-10.5,0,0,1.7,196]
[1297,-12.6,0,0,1.3,188]
[1298,-15.2,0,0,1.2,179]
[1299,-16.2,0,0,1.3,176]
[1300,-16.8,0,0,1,174]
[1301,-18.100000000000001,0,0,0.8,170]
[1302,-19.5,0,0,1,163]
[1303,-21.4,0,0,0.9,155]
[1304,-19.8,38,202,0.4,161]
[1305,-16.5,172,498,0.6,174]
[1306,-13,402,907,0.7,174]
[1307,-7.3,528,970,0.6,189]
[1308,-4.0999999999999996,601,956,0.5,193]
[1309,-1.8,664,1005,0.5,193]
[1310,-0.7,622,976,1.3,195]
[1311,-0.6,544,971,2.1,199]
[1312,-1.3,411,925,4,202]
[1313,-2.5,193,518,2.2000000000000002,210]
[1314,-4.5999999999999996,34,34,0.6,213]
[1315,-6.4,1,0,1,210]
[1316,-7.6,0,0,1.2,208]
[1317,-9.5,0,0,0.7,201]
[1318,-11.3,0,0,0.2,194]
[1319,-12.8,0,0,0.4,188]
[1320,-13.3,0,0,0.2,186]
[1321,-14,0,0,0.3,181]
[1322,-14.9,0,0,0.2,177]
[1323,-15.8,0,0,0.4,174]
[1324,-15,0,0,0.6,177]
[1325,-15.2,0,0,0.7,175]
[1326,-14.3,0,0,0.6,177]
[1327,-15.5,0,0,0.5,171]
[1328,-15,41,219,0.4,171]
[1329,-12.8,166,404,0.6,179]
[1330,-7.5,392,931,0.5,183]
[1331,-4.8,515,935,0.5,185]
[1332,-1.3,564,882,0.3,186]
[1333,1.7,582,860,0.4,177]
[1334,3.4,608,946,1.1000000000000001,168]
[1335,3,548,968,2.7,173]
[1336,2.1,438,947,4.9000000000000004,186]
[1337,0.1,215,672,3.6,191]
[1338,-2.6,35,26,1.5,212]
[1339,-4.7,0,0,0.8,210]
[1340,-5.9,0,0,0.2,207]
[1341,-6.2,0,0,0.3,207]
[1342,-7.2,0,0,0.3,206]
[1343,-7.9,0,0,0.3,205]
[1344,-9.1,0,0,0.4,200]
[1345,-9.6999999999999993,0,0,0.6,198]
[1346,-10.1,0,0,0.5,198]
[1347,-9.8000000000000007,0,0,0.4,199]
[1348,-8.4,0,0,0.3,205]
[1349,-7,0,0,0.4,210]
[1350,-6.2,0,0,0.2,213]
[1351,-6.1,0,0,0.3,215]
[1352,-5.7,36,105,0.4,217]
[1353,-4.3,110,61,0.4,229]
[1354,-2.9,176,53,0.4,233]
[1355,-1.3,212,34,0.4,237]
[1356,1,314,116,0.5,234]
[1357,1.8,358,169,1.3,237]
[1358,1.3,300,90,3,244]
[1359,-0.1,196,21,2.9,255]
[1360,-0.6,92,3,2,265]
[1361,-1.1000000000000001,16,0,1.9,274]
[1362,-1.1000000000000001,10,0,2.5,273]
[1363,-1.2,0,0,2.7,273]
[1364,-1.4,0,0,2.1,273]
[1365,-1.7,0,0,1.7,271]
[1366,-1.7,0,0,1.3,271]
[1367,-1.9,0,0,1.5,269]
[1368,-2.5,0,0,1.5,263]
[1369,-2.7,0,0,1.3,261]
[1370,-3.2,0,0,1.4,258]
[1371,-3.9,0,0,1.4,256]
[1372,-4.5999999999999996,0,0,1,249]
[1373,-4.7,0,0,0.6,247]
[1374,-4.5,0,0,0.7,248]
[1375,-4.3,0,0,0.6,251]
[1376,-4.0999999999999996,18,0,1.1000000000000001,254]
[1377,-3.6,61,5,1.7,258]
[1378,-2.4,157,28,2,254]
[1379,-1.5,269,104,1.5,249]
[1380,-0.6,287,74,0.7,255]
[1381,0,248,28,0.4,267]
[1382,0,238,27,0.5,270]
[1383,0.8,234,48,0.6,269]
[1384,1.1000000000000001,158,24,1.1000000000000001,274]
[1385,1,105,29,1,274]
[1386,0.8,30,6,0.3,277]
[1387,0.2,3,0,0.4,276]
[1388,0.2,0,0,0.4,276]
[1389,0.2,0,0,0.4,277]
[1390,0.1,0,0,0.3,277]
[1391,0.1,0,0,0.8,276]
[1392,0,0,0,0.5,276]
[1393,-0.2,0,0,0.9,275]
[1394,-0.1,0,0,1.3,275]
[1395,-0.2,0,0,1.3,274]
[1396,-0.3,0,0,1.3,274]
[1397,-0.8,0,0,1.5,271]
[1398,-1,0,0,1.8,270]
[1399,-0.9,0,0,1.8,270]
[1400,-0.5,23,7,1.9,270]
[1401,0,80,9,2.1,272]
[1402,0.3,156,25,2.1,270]
[1403,0.6,263,88,1.2,267]
[1404,0.7,315,108,1.9,265]
[1405,0.4,282,51,3.2,269]
[1406,0.5,210,14,3.3,274]
[1407,0.6,245,57,2.8,268]
[1408,0.6,253,198,3.1,262]
[1409,0.2,138,98,4.0999999999999996,265]
[1410,-0.4,29,6,3.9,272]
[1411,-0.3,2,0,2,274]
[1412,-0.6,0,0,1.6,272]
[1413,-0.8,0,0,1.5,271]
[1414,-1.5,0,0,1,268]
[1415,-2.4,0,0,1.2,262]
[1416,-3.1,0,0,1.9,260]
[1417,-3.9,0,0,2.7,250]
[1418,-4.9000000000000004,0,0,2.7,244]
[1419,-5.8,0,0,3.5,239]
[1420,-6.4,0,0,4.4000000000000004,236]
[1421,-6.7,0,0,4.4000000000000004,232]
[1422,-6.9,0,0,3.5,231]
[1423,-7.4,0,0,1.7,230]
[1424,-7.3,33,27,0.5,230]
[1425,-6.8,114,52,1.1000000000000001,232]
[1426,-5.9,250,212,2.6,227]
[1427,-5.0999999999999996,375,376,3.1,226]
[1428,-4.5999999999999996,507,641,3.3,222]
[1429,-4.5999999999999996,500,538,4,224]
[1430,-4.7,370,201,4,231]
[1431,-5,318,180,4,232]
[1432,-5.4,231,126,4.0999999999999996,233]
[1433,-5.8,121,48,3.6,234]
[1434,-6.4,41,46,3.1,233]
[1435,-6.6,4,0,2.9,234]
[1436,-6.9,0,0,2.4,234]
[1437,-7.4,0,0,2,231]
[1438,-7.7,0,0,1.3,229]
[1439,-8.1999999999999993,0,0,1.1000000000000001,226]
[1440,-8.5,0,0,1,224]
[1441,-8.4,0,0,1.3,226]
[1442,-8.1,0,0,0.4,228]
[1443,-8.1,0,0,0.6,229]
[1444,-8.1,0,0,1.5,229]
[1445,-8,0,0,2,230]
[1446,-7.9,0,0,2.2000000000000002,230]
[1447,-7.8,0,0,2.2000000000000002,231]
[1448,-7.8,32,13,2.5,231]
[1449,-7.6,108,34,2.8,232]
[1450,-7.1,214,101,3.3,230]
[1451,-6.7,358,301,3.9,224]
[1452,-6,547,758,4.5,218]
[1453,-5.8,597,829,5.2,217]
[1454,-6.1,430,351,4.9000000000000004,225]
[1455,-6.5,299,132,4.5999999999999996,230]
[1456,-6.5,222,102,4.3,231]
[1457,-6.8,117,39,4.7,234]
[1458,-6.9,39,22,4.8,236]
[1459,-7.1,3,0,4.2,235]
[1460,-8,0,0,3.3,228]
[1461,-9.1,0,0,2.7,219]
[1462,-9.5,0,0,2.9,215]
[1463,-9.6999999999999993,0,0,2.6,213]
[1464,-10.9,0,0,2.6,207]
[1465,-12.2,0,0,2.2999999999999998,201]
[1466,-12.3,0,0,1.5,199]
[1467,-13.1,0,0,1.7,195]
[1468,-14.2,0,0,2,190]
[1469,-15.5,0,0,2,183]
[1470,-16.7,0,0,1.6,177]
[1471,-17.7,0,0,1.3,172]
[1472,-19,64,224,1,166]
[1473,-14.8,219,619,0.4,179]
[1474,-10.4,395,840,0.7,185]
[1475,-7.2,538,910,0.7,184]
[1476,-3.5,656,972,0.8,190]
[1477,-1.7,686,972,1.2,196]
[1478,-0.6,645,948,3.1,204]
[1479,-0.6,522,852,4.8,210]
[1480,-2,391,767,5.0999999999999996,213]
[1481,-3,223,537,4.4000000000000004,215]
[1482,-4.5999999999999996,56,125,2.7,222]
[1483,-6.3,3,0,1,215]
[1484,-6.8,0,0,1.7,209]
[1485,-8.6,0,0,1.1000000000000001,205]
[1486,-9.9,0,0,0,202]
[1487,-11.1,0,0,0.2,197]
[1488,-11.7,0,0,0.4,194]
[1489,-12.4,0,0,0.4,192]
[1490,-12.8,0,0,0.4,190]
[1491,-13.3,0,0,0.5,187]
[1492,-13.6,0,0,0.5,185]
[1493,-15.2,0,0,0.5,177]
[1494,-16.399999999999999,0,0,0.6,172]
[1495,-15.8,0,0,0.5,173]
[1496,-14.5,72,271,0.5,177]
[1497,-11.4,233,690,0.7,185]
[1498,-8.5,416,890,0.7,183]
[1499,-4.4000000000000004,561,938,0.7,187]
[1500,-1.4,663,974,0.7,186]
[1501,2.2000000000000002,703,987,1.8,169]
[1502,3.1,651,948,3.2,180]
[1503,3.3,532,863,3.2,172]
[1504,2.2000000000000002,405,807,2.9,188]
[1505,0.8,220,490,2,197]
[1506,-2.1,60,140,1.6,205]
[1507,-3.4,5,0,1,207]
[1508,-4.2,0,0,0.6,206]
[1509,-6.2,0,0,0.2,200]
[1510,-7.3,0,0,0.3,201]
[1511,-7.9,0,0,0.3,201]
[1512,-9,0,0,0.6,198]
[1513,-9.3000000000000007,0,0,0.6,198]
[1514,-9.6999999999999993,0,0,0.3,196]
[1515,-10,0,0,0.5,195]
[1516,-10.3,0,0,0.7,192]
[1517,-10.199999999999999,0,0,0.4,190]
[1518,-10.7,0,0,0.5,189]
[1519,-10.8,0,0,0.6,188]
[1520,-10.1,69,192,0.6,190]
[1521,-8.6,204,428,0.7,193]
[1522,-4.9000000000000004,320,436,0.5,201]
[1523,-2.1,356,260,0.5,208]
[1524,1.6,493,526,1.8,202]
[1525,3,674,938,3.6,192]
[1526,3.4,639,922,3.8,189]
[1527,3.4,521,820,3.8,159]
[1528,2.7,383,690,3.9,189]
[1529,1.2,227,511,2.9,199]
[1530,-2.1,62,134,1.2,207]
[1531,-3.3,4,0,0.9,208]
[1532,-4.5999999999999996,0,0,0.3,205]
[1533,-5.3,0,0,0.2,206]
[1534,-6.4,0,0,0.1,205]
[1535,-6.9,0,0,0.3,206]
[1536,-8.3000000000000007,0,0,0.3,202]
[1537,-8.9,0,0,0.4,201]
[1538,-9.1999999999999993,0,0,0.4,201]
[1539,-9.1999999999999993,0,0,0.5,201]
[1540,-9.4,0,0,0.4,200]
[1541,-9.6,0,0,0.5,199]
[1542,-9.1999999999999993,0,0,0.5,200]
[1543,-9,0,0,0.4,200]
[1544,-8.8000000000000007,57,140,0.6,202]
[1545,-7.1,212,454,0.7,200]
[1546,-3.6,400,792,0.9,202]
[1547,1,549,898,0.8,204]
[1548,3.7,601,850,0.6,199]
[1549,4.3,566,677,1.4,214]
[1550,4.9000000000000004,559,719,2.2000000000000002,219]
[1551,5.2,518,795,1.9,219]
[1552,4.2,378,645,0.5,222]
[1553,3.2,235,543,1,225]
[1554,1.8,75,247,2,228]
[1555,-0.7,5,0,1.2,231]
[1556,-2.2000000000000002,0,0,0.5,231]
[1557,-2.9,0,0,0.5,232]
[1558,-3.9,0,0,0.3,229]
[1559,-4.5,0,0,0.3,228]
[1560,-4.7,0,0,0.5,228]
[1561,-5.4,0,0,0.4,225]
[1562,-5.5,0,0,0.4,225]
[1563,-5.5,0,0,0.7,226]
[1564,-5.0999999999999996,0,0,0.5,228]
[1565,-5.7,0,0,0.5,227]
[1566,-6.3,0,0,0.7,226]
[1567,-5.4,0,0,0.5,230]
[1568,-4.0999999999999996,36,10,0.4,238]
[1569,-3,98,11,0.6,241]
[1570,-1.3,167,20,0.6,247]
[1571,2.8,306,124,1,249]
[1572,4.5,341,114,2.2000000000000002,249]
[1573,4.8,349,106,2.2000000000000002,250]
[1574,4.8,365,153,2.2000000000000002,247]
[1575,5,388,317,1.8,242]
[1576,5.3,360,542,1.4,239]
[1577,4.2,217,393,1.3,243]
[1578,2.9,68,141,1.5,250]
[1579,2,7,0,2,248]
[1580,0.1,0,0,1.1000000000000001,243]
[1581,-1.8,0,0,1.5,241]
[1582,-2.2999999999999998,0,0,1.2,239]
[1583,-3,0,0,0.6,238]
[1584,-3.7,0,0,0.3,236]
[1585,-4,0,0,0.3,235]
[1586,-4.2,0,0,0.2,234]
[1587,-4.5,0,0,0.2,232]
[1588,-5.0999999999999996,0,0,0.4,229]
[1589,-5.2,0,0,0.3,226]
[1590,-5.9,0,0,0.4,222]
[1591,-6.6,0,0,0.4,218]
[1592,-6.5,86,451,0.7,217]
[1593,-4.9000000000000004,268,784,0.7,216]
[1594,-2.2999999999999998,428,855,0.8,216]
[1595,2.1,579,926,0.6,214]
[1596,5.4,670,946,0.4,214]
[1597,8.8000000000000007,708,959,0.6,219]
[1598,11,668,938,0.9,214]
[1599,10.8,543,840,1.2,224]
[1600,8.3000000000000007,418,785,0.9,228]
[1601,6.5,263,682,1.3,227]
[1602,4.5,77,195,1.5,234]
[1603,2.6,8,0,1.4,233]
[1604,1.1000000000000001,0,0,1.4,237]
[1605,-0.4,0,0,1.3,238]
[1606,-1.4,0,0,1,236]
[1607,-2,0,0,0.6,235]
[1608,-2.2000000000000002,0,0,0.6,236]
[1609,-2.5,0,0,0.2,234]
[1610,-2.8,0,0,0.3,233]
[1611,-3.2,0,0,0.5,231]
[1612,-3.1,0,0,0.7,231]
[1613,-3.4,0,0,0.6,229]
[1614,-4.0999999999999996,0,0,0.5,225]
[1615,-4.4000000000000004,0,0,0.4,224]
[1616,-4,91,455,0.3,226]
[1617,-2.8,270,760,0.7,225]
[1618,0.4,426,827,0.8,229]
[1619,5,576,913,1,231]
[1620,9.6999999999999993,679,950,2.1,241]
[1621,11.2,733,985,3.1,244]
[1622,11.7,700,973,2.8,244]
[1623,10.1,625,979,2.8,240]
[1624,9.3000000000000007,422,781,2.2999999999999998,245]
[1625,6.4,259,625,2,239]
[1626,4.3,84,245,1.7,239]
[1627,3.3,8,0,1.1000000000000001,238]
[1628,1.5,0,0,0.5,239]
[1629,-0.2,0,0,0.3,242]
[1630,-1.5,0,0,0.3,240]
[1631,-1.9,0,0,0.3,239]
[1632,-2.1,0,0,0.4,239]
[1633,-2.2999999999999998,0,0,0.5,239]
[1634,-2.5,0,0,0.3,238]
[1635,-2.7,0,0,0.4,238]
[1636,-3,0,0,0.5,237]
[1637,-3.3,0,0,0.5,236]
[1638,-3.4,0,0,0.6,235]
[1639,-3.2,0,0,0.6,236]
[1640,-2.8,85,294,0.4,237]
[1641,-1.1000000000000001,225,417,0.6,240]
[1642,2.4,393,664,0.7,242]
[1643,5.6,553,854,0.7,238]
[1644,8.1,653,907,1.1000000000000001,239]
[1645,8.6,680,906,1.9,241]
[1646,9.5,637,872,1.6,246]
[1647,8.1999999999999993,526,760,1.4,244]
[1648,8,414,731,1.3,244]
[1649,7.3,260,605,2.2999999999999998,244]
[1650,4.0999999999999996,88,260,2.8,240]
[1651,2.5,9,0,1,240]
[1652,0.3,0,0,0.8,241]
[1653,-1.7,0,0,0.4,239]
[1654,-2.2999999999999998,0,0,0.3,238]
[1655,-2.9,0,0,0.3,236]
[1656,-3.4,0,0,0.2,234]
[1657,-3.6,0,0,0.2,233]
[1658,-3.7,0,0,0.3,232]
[1659,-4.0999999999999996,0,0,0.2,230]
[1660,-4.2,0,0,0.2,229]
[1661,-4.8,0,0,0.4,227]
[1662,-5.3,0,0,0.7,224]
[1663,-5,0,0,0.9,225]
[1664,-4.4000000000000004,92,329,0.9,227]
[1665,-2.6,274,715,0.8,227]
[1666,1.3,433,812,1.1000000000000001,234]
[1667,3.9,590,916,2.2000000000000002,233]
[1668,6.1,684,940,3.2,239]
[1669,6.2,721,952,3.1,238]
[1670,7.7,660,903,2.5,244]
[1671,7.2,535,773,2.6,242]
[1672,6.7,407,681,3.2,241]
[1673,5.3,243,471,2.7,242]
[1674,3.2,82,168,1.8,248]
[1675,1.9,7,0,0.8,248]
[1676,0.7,0,0,0.5,250]
[1677,-0.3,0,0,0.5,253]
[1678,-0.4,0,0,0.5,256]
[1679,-0.9,0,0,0.7,256]
[1680,-0.6,0,0,0.3,260]
[1681,-0.9,0,0,0.1,259]
[1682,-2,0,0,0.1,256]
[1683,-2.7,0,0,0.1,254]
[1684,-3.2,0,0,0.2,254]
[1685,-3.8,0,0,0.1,252]
[1686,-4.5,0,0,0.2,249]
[1687,-4.8,0,0,0.2,248]
[1688,-4.2,45,8,0.2,252]
[1689,-3.4,134,34,0.3,251]
[1690,-2.2000000000000002,327,336,0.5,243]
[1691,0.4,529,748,0.7,242]
[1692,2.5,676,920,0.9,242]
[1693,3.9,711,932,1.4,239]
[1694,4.4000000000000004,658,892,2.5,242]
[1695,5.2,524,722,2.7,247]
[1696,4.7,410,677,2.5,244]
[1697,3.6,248,477,1,244]
[1698,2.2999999999999998,89,207,0.6,246]
[1699,0.9,11,0,0.7,244]
[1700,-0.9,0,0,1,240]
[1701,-2.2000000000000002,0,0,1.3,237]
[1702,-2.7,0,0,1.3,235]
[1703,-3.1,0,0,1.1000000000000001,234]
[1704,-3.6,0,0,0.9,232]
[1705,-3.7,0,0,1.6,232]
[1706,-3.9,0,0,1.9,232]
[1707,-4.2,0,0,1.5,231]
[1708,-4.8,0,0,1.4,229]
[1709,-5,0,0,1.2,228]
[1710,-5.0999999999999996,0,0,0.8,227]
[1711,-5.4,0,0,0.8,226]
[1712,-5.0999999999999996,101,338,0.2,226]
[1713,-3.6,284,707,0.6,225]
[1714,-0.8,442,802,0.8,230]
[1715,3.3,604,917,0.4,229]
[1716,7,688,928,0.7,233]
[1717,8.9,742,964,1.8,232]
[1718,9.9,672,904,2.1,240]
[1719,10.4,557,812,1.3,243]
[1720,9.1999999999999993,420,701,1.6,242]
[1721,7.9,265,562,3.3,244]
[1722,4.8,95,236,3,239]
[1723,2.7,9,0,1.5,238]
[1724,1.4,0,0,1.7,241]
[1725,-0.3,0,0,1.8,243]
[1726,-1.8,0,0,1.5,240]
[1727,-2.1,0,0,1.3,239]
[1728,-2.4,0,0,0.9,239]
[1729,-2.9,0,0,0.5,237]
[1730,-3.5,0,0,0.2,235]
[1731,-3.8,0,0,0.3,234]
[1732,-3.7,0,0,0.4,235]
[1733,-3.4,0,0,0.3,236]
[1734,-3,0,0,0.1,238]
[1735,-2.6,0,0,0.3,241]
[1736,-2.2999999999999998,74,72,1,243]
[1737,-0.4,172,99,3,248]
[1738,3,340,352,4.5999999999999996,247]
[1739,4.5999999999999996,513,659,5.5,247]
[1740,5.5,564,620,4.0999999999999996,252]
[1741,6.2,614,705,3.7,253]
[1742,7.6,555,590,3.7,262]
[1743,6.6,474,518,4.9000000000000004,260]
[1744,7.1,323,287,4,266]
[1745,6.1,206,214,2.9,265]
[1746,4.4000000000000004,80,97,2.2000000000000002,266]
[1747,3.5,14,0,1,267]
[1748,2.4,0,0,0.9,265]
[1749,2.1,0,0,0.9,265]
[1750,2.2000000000000002,0,0,2.1,265]
[1751,2.7,0,0,2.6,265]
[1752,2.2999999999999998,0,0,2.4,265]
[1753,1.9,0,0,2.1,265]
[1754,1.2,0,0,1.9,263]
[1755,1.3,0,0,2,264]
[1756,1.8,0,0,2.2999999999999998,268]
[1757,1.9,0,0,2.9,269]
[1758,1.4,0,0,3.1,267]
[1759,1,0,0,3.1,266]
[1760,1.2,65,35,2.6,268]
[1761,2,162,68,2.5,269]
[1762,3.3,326,286,2.9,265]
[1763,4.5999999999999996,491,565,4.5,261]
[1764,5.8,616,762,5.0999999999999996,257]
[1765,5.7,611,683,5,258]
[1766,5.8,512,446,5.0999999999999996,262]
[1767,5.7,372,204,4.8,266]
[1768,5.4,289,174,4.3,265]
[1769,5.0999999999999996,139,32,3.4,272]
[1770,4.2,49,7,3,273]
[1771,3.8,9,0,3.2,273]
[1772,3.4,0,0,2.6,271]
[1773,2.8,0,0,2.1,269]
[1774,2.9,0,0,2.4,269]
[1775,2.1,0,0,2.7,270]
[1776,0.7,0,0,2,268]
[1777,-0.5,0,0,1.7,267]
[1778,-0.5,0,0,1.5,267]
[1779,0.1,0,0,1.2,266]
[1780,-0.4,0,0,1.9,266]
[1781,-1.7,0,0,2.4,262]
[1782,-1.8,0,0,3.7,263]
[1783,-2,0,0,3.2,263]
[1784,-1.8,54,13,1.3,264]
[1785,-0.2,153,48,2.4,265]
[1786,1.1000000000000001,346,343,4.2,259]
[1787,1.6,475,494,5,256]
[1788,1.7,459,291,5.8,261]
[1789,1.9,478,296,6,263]
[1790,1.7,488,367,6.3,261]
[1791,1.5,455,428,7,261]
[1792,0.4,257,100,6.8,267]
[1793,-0.5,103,6,5.6,274]
[1794,-1.3,34,7,5.3,276]
[1795,-1.6,3,0,4.7,274]
[1796,-1.6,0,0,3.6,274]
[1797,-1.7,0,0,2.9,273]
[1798,-1.4,0,0,2.8,275]
[1799,-1.6,0,0,2.8,275]
[1800,-1.6,0,0,1.6,274]
[1801,-1.3,0,0,0.7,275]
[1802,-1.1000000000000001,0,0,0.9,277]
[1803,-1.5,0,0,1.2,274]
[1804,-1.6,0,0,1.7,274]
[1805,-1.4,0,0,2.1,275]
[1806,-1.1000000000000001,0,0,1.2,276]
[1807,-1.2,0,0,1.4,275]
[1808,-1.3,28,0,1.4,274]
[1809,-0.7,87,6,0.5,270]
[1810,0.2,138,6,1,269]
[1811,0.5,199,10,1.7,268]
[1812,0.6,241,14,3,267]
[1813,0.9,283,26,3.3,266]
[1814,1.4,298,41,3,266]
[1815,1.6,276,49,3.5,266]
[1816,1.5,202,30,4.0999999999999996,269]
[1817,0.8,111,9,5,273]
[1818,-0.3,37,6,5.0999999999999996,277]
[1819,-0.6,7,0,4.5,276]
[1820,-0.8,0,0,4,277]
[1821,-1,0,0,3.9,274]
[1822,-1,0,0,4.0999999999999996,273]
[1823,-1.1000000000000001,0,0,3.6,273]
[1824,-1.2,0,0,3,272]
[1825,-1.4,0,0,2,270]
[1826,-1.2,0,0,1,270]
[1827,-1.5,0,0,0.6,268]
[1828,-1.5,0,0,0.3,267]
[1829,-1.4,0,0,0.5,266]
[1830,-1.5,0,0,1.4,263]
[1831,-1.7,0,0,2.6,256]
[1832,-1.8,70,25,1.4,253]
[1833,-0.8,130,18,0.8,257]
[1834,0.1,192,21,0.3,256]
[1835,1.8,308,78,0.6,254]
[1836,3,376,118,0.9,251]
[1837,3.6,332,55,1.4,255]
[1838,3,272,25,3.4,264]
[1839,2.5,244,24,3.5,269]
[1840,2.2999999999999998,165,11,2,273]
[1841,2,103,6,1.9,277]
[1842,0.8,43,6,3.4,278]
[1843,0.3,8,0,2.4,279]
[1844,0,0,0,0.7,279]
[1845,0.5,0,0,0.9,281]
[1846,0.6,0,0,1.1000000000000001,281]
[1847,0.7,0,0,0.6,281]
[1848,0.5,0,0,1.1000000000000001,280]
[1849,0,0,0,1.5,279]
[1850,-0.4,0,0,0.9,277]
[1851,-0.7,0,0,0.6,276]
[1852,-0.8,0,0,0.3,276]
[1853,-0.9,0,0,0.2,275]
[1854,-1,0,0,0.3,274]
[1855,-0.8,0,0,0.5,275]
[1856,-0.5,48,6,0.4,276]
[1857,0,132,18,0.7,273]
[1858,1.2,267,99,1.1000000000000001,268]
[1859,2.5,368,168,1,266]
[1860,3.6,461,270,1.2,264]
[1861,3.9,435,185,3.6,269]
[1862,4.0999999999999996,439,225,4.2,269]
[1863,4.3,344,127,4,273]
[1864,3.4,184,17,5.0999999999999996,281]
[1865,1.9,51,3,4.5999999999999996,289]
[1866,1,21,0,4.8,288]
[1867,1.1000000000000001,12,0,4.4000000000000004,287]
[1868,0.9,0,0,2.2999999999999998,285]
[1869,0.3,0,0,1.8,282]
[1870,-0.1,0,0,3.5,280]
[1871,0.1,0,0,3.5,279]
[1872,-0.1,0,0,3.7,276]
[1873,-0.2,0,0,3.4,275]
[1874,0,0,0,3.8,274]
[1875,-0.1,0,0,2.9,271]
[1876,-0.1,0,0,3.1,269]
[1877,-0.7,0,0,2.2999999999999998,266]
[1878,-1.6,0,0,0.8,262]
[1879,-1.8,0,0,0.5,260]
[1880,-1.5,90,63,0.1,260]
[1881,-0.7,160,41,0,263]
[1882,0.5,310,183,0.3,257]
[1883,2.1,574,758,1.1000000000000001,247]
[1884,3.8,777,989,2.4,235]
[1885,5.0999999999999996,789,970,2.4,235]
[1886,6.1,761,969,2.4,237]
[1887,6.9,642,915,1.7,238]
[1888,6.9,464,759,1.6,240]
[1889,5.5,304,642,1.5,235]
[1890,3.7,105,165,1.2,243]
[1891,2,11,0,0.4,243]
[1892,0.8,0,0,1,239]
[1893,-0.5,0,0,1.3,239]
[1894,-1.2,0,0,1.1000000000000001,237]
[1895,-1.7,0,0,0.9,234]
[1896,-1.9,0,0,0.8,233]
[1897,-2,0,0,0.6,231]
[1898,-1.9,0,0,0.5,231]
[1899,-2.2000000000000002,0,0,0.3,228]
[1900,-2.4,0,0,0.4,224]
[1901,-2.9,0,0,0.4,222]
[1902,-3.3,0,0,0.1,219]
[1903,-3.4,25,131,0.2,218]
[1904,-2.8,116,178,0.2,232]
[1905,-1,293,513,0.7,228]
[1906,2.9,451,669,1.9,224]
[1907,5.9,635,892,3.9,220]
[1908,8.5,748,945,4,224]
[1909,10.6,768,937,4.2,230]
[1910,13.8,730,924,4.0999999999999996,247]
[1911,13,648,916,3.9,246]
[1912,12.5,467,754,3,249]
[1913,10.199999999999999,296,572,0.8,243]
[1914,6.8,109,173,0.4,250]
[1915,4,18,0,0.3,248]
[1916,2.6,0,0,0.2,251]
[1917,1.7,0,0,0.3,252]
[1918,0.2,0,0,0.5,250]
[1919,-0.9,0,0,0.4,249]
[1920,-1.1000000000000001,0,0,1.4,250]
[1921,-0.1,0,0,3.3,260]
[1922,0.6,0,0,3.2,266]
[1923,0.4,0,0,3.5,264]
[1924,0.4,0,0,6.2,265]
[1925,0,0,0,5.7,266]
[1926,-0.3,0,0,5.3,262]
[1927,-0.2,18,137,4.7,261]
[1928,0.2,73,16,4.5999999999999996,270]
[1929,0.9,143,20,4.9000000000000004,267]
[1930,0.8,179,12,6,266]
[1931,0.5,216,12,5.6,265]
[1932,0.4,287,27,6.1,261]
[1933,-0.5,182,4,7,267]
[1934,-2,176,5,7.8,261]
[1935,-2.6,174,5,7.4,260]
[1936,-3.1,128,4,6.3,260]
[1937,-3.1,93,6,5.4,259]
[1938,-3.2,44,6,5,258]
[1939,-3.5,12,0,4.3,246]
[1940,-3.8,0,0,3.7,245]
[1941,-4,0,0,4.5,244]
[1942,-4.0999999999999996,0,0,5.3,243]
[1943,-4.3,0,0,5.2,242]
[1944,-4.5,0,0,4.5999999999999996,240]
[1945,-4.8,0,0,3.6,238]
[1946,-5,0,0,3.1,236]
[1947,-5.2,0,0,4.5,234]
[1948,-5,0,0,4,234]
[1949,-5.6,0,0,1.5,231]
[1950,-5.8,0,0,0.8,230]
[1951,-5.5,23,170,1.9,231]
[1952,-4.7,110,104,3.9,239]
[1953,-3.9,256,283,5.3,236]
[1954,-3.1,363,304,4.0999999999999996,234]
[1955,-2.5,453,335,1.7,228]
[1956,-1.6,544,443,1.5,222]
[1957,-0.2,629,632,1.9,222]
[1958,1.1000000000000001,568,520,1.6,221]
[1959,2.2000000000000002,516,545,1.4,223]
[1960,2.6,386,408,1.7,228]
[1961,1.6,195,104,2.5,239]
[1962,1.1000000000000001,99,94,1.3,241]
[1963,-0.7,16,129,0.8,236]
[1964,-2,0,0,1.5,235]
[1965,-2.6,0,0,2.1,236]
[1966,-2.7,0,0,2.5,236]
[1967,-2.4,0,0,2.7,237]
[1968,-0.9,0,0,2.6,242]
[1969,0.3,0,0,2.9,244]
[1970,0.2,0,0,2.9,242]
[1971,1,0,0,2.4,243]
[1972,1.3,0,0,2.2999999999999998,242]
[1973,0.9,0,0,1.7,242]
[1974,0.6,0,0,1.6,243]
[1975,0.7,28,162,1.2,243]
[1976,1.4,142,278,1.6,251]
[1977,3.1,338,679,3,246]
[1978,4.5,458,638,4.5,247]
[1979,5.9,571,686,4.7,247]
[1980,6.5,592,568,4.8,251]
[1981,7.5,584,495,4.7,256]
[1982,7.8,481,282,4.9000000000000004,261]
[1983,7.4,313,70,5.5,265]
[1984,6.3,207,24,5.4,265]
[1985,6,125,11,4.5999999999999996,267]
[1986,4.9000000000000004,79,27,3.7,262]
[1987,4,22,135,2.1,247]
[1988,3.5,0,0,1,248]
[1989,2.8,0,0,1.6,251]
[1990,2.1,0,0,1.2,255]
[1991,1.2,0,0,0.5,256]
[1992,0.6,0,0,0.4,257]
[1993,0.5,0,0,1.9,259]
[1994,0.2,0,0,4.5,262]
[1995,-1,0,0,4.3,263]
[1996,-1.7,0,0,3.4,264]
[1997,-1.8,0,0,2.4,267]
[1998,-1.9,0,0,2.7,269]
[1999,-2.1,10,0,3.2,270]
[2000,-2.2000000000000002,42,5,3.9,270]
[2001,-2.4,112,5,4.5,264]
[2002,-2.2999999999999998,186,12,4.3,261]
[2003,-2.2000000000000002,238,16,4.9000000000000004,260]
[2004,-2.2999999999999998,281,22,5.3,255]
[2005,-3.2,229,7,5.0999999999999996,251]
[2006,-4.4000000000000004,197,6,6.4,250]
[2007,-5.2,158,5,5.5,248]
[2008,-5.6,152,6,4.8,244]
[2009,-6.3,118,8,4.3,239]
[2010,-6.7,66,11,3.8,236]
[2011,-7.3,20,150,3.9,223]
[2012,-7.5,0,0,3.6,223]
[2013,-7.9,0,0,3.8,223]
[2014,-8.3000000000000007,0,0,3.4,222]
[2015,-8.3000000000000007,0,0,2.8,223]
[2016,-8.6,0,0,1.3,221]
[2017,-9.5,0,0,0.9,215]
[2018,-10.7,0,0,1,209]
[2019,-11.6,0,0,1.4,205]
[2020,-12.1,0,0,1.4,203]
[2021,-11.5,0,0,1.8,206]
[2022,-10.5,0,0,1.7,212]
[2023,-9.8000000000000007,20,33,1.9,216]
[2024,-9,63,5,3.8,227]
[2025,-7.8,131,11,7.1,231]
[2026,-7.5,286,95,8.1999999999999993,222]
[2027,-7,413,211,6.9,219]
[2028,-7.1,402,122,5.8,222]
[2029,-7,353,58,6.6,226]
[2030,-7.5,331,50,7.5,225]
[2031,-7.7,252,23,9.6,227]
[2032,-8.1999999999999993,136,4,7.6,231]
[2033,-8.4,96,6,6.8,231]
[2034,-8.1999999999999993,46,5,5.2,234]
[2035,-8.5,12,64,4.3,229]
[2036,-8.6999999999999993,0,0,4.3,228]
[2037,-8.9,0,0,4.3,226]
[2038,-9.1,0,0,5,224]
[2039,-9.3000000000000007,0,0,3.8,222]
[2040,-9.4,0,0,2.5,221]
[2041,-9.8000000000000007,0,0,1.6,218]
[2042,-9.9,0,0,1.1000000000000001,216]
[2043,-10.5,0,0,0.8,213]
[2044,-11.3,0,0,0.5,209]
[2045,-11.8,0,0,0.5,205]
[2046,-12.7,0,0,0.5,201]
[2047,-12.5,30,94,0.4,201]
[2048,-11.9,155,283,0.3,202]
[2049,-10.6,381,806,0.8,198]
[2050,-8.8000000000000007,595,956,1.5,198]
[2051,-7.4,738,983,1.6,196]
[2052,-6.1,833,1005,2.4,190]
[2053,-4.4000000000000004,908,1062,3.3,194]
[2054,-3.2,815,990,3.9,201]
[2055,-2.5,724,980,4,201]
[2056,-2.1,484,730,3.6,207]
[2057,-2.1,254,264,2.8,216]
[2058,-2.4,96,50,2.2000000000000002,225]
[2059,-3,24,154,2.2999999999999998,221]
[2060,-3.7,0,0,2.6,226]
[2061,-4.0999999999999996,0,0,3.1,230]
[2062,-4.2,0,0,2.7,230]
[2063,-4.3,0,0,2.4,228]
[2064,-4.5999999999999996,0,0,2.8,227]
[2065,-4.9000000000000004,0,0,3,226]
[2066,-5.6,0,0,3,225]
[2067,-5.9,0,0,2.5,224]
[2068,-6.5,0,0,1.8,222]
[2069,-7,0,0,1.4,221]
[2070,-8.5,0,0,1.6,214]
[2071,-8.6,35,112,2.2000000000000002,213]
[2072,-7.7,149,217,0.9,217]
[2073,-5.0999999999999996,316,462,1.2,220]
[2074,-2.9,437,487,1.7,222]
[2075,-1.9,503,421,1.8,222]
[2076,-1.1000000000000001,494,274,2.2999999999999998,228]
[2077,-0.1,632,585,2.5,226]
[2078,0.2,497,290,2.2000000000000002,230]
[2079,-0.6,334,84,1.7,244]
[2080,-2.1,210,22,1.3,251]
[2081,-2.6,122,8,1,257]
[2082,-2.8,55,5,2.1,261]
[2083,-3.3,16,53,3.3,254]
[2084,-3.5,0,0,3.5,253]
[2085,-3.6,0,0,3.6,254]
[2086,-3.8,0,0,3.8,253]
[2087,-3.8,0,0,3.8,253]
[2088,-3.8,0,0,3.4,253]
[2089,-3.9,0,0,3.2,253]
[2090,-4.0999999999999996,0,0,3.6,253]
[2091,-4.5,0,0,3.3,253]
[2092,-4.9000000000000004,0,0,3.7,252]
[2093,-5.7,0,0,4.0999999999999996,248]
[2094,-6.2,0,0,4.0999999999999996,246]
[2095,-6.4,19,7,4.3,245]
[2096,-6.4,80,9,4.4000000000000004,244]
[2097,-6.2,181,38,4.9000000000000004,239]
[2098,-5.5,319,138,5.9,237]
[2099,-4.7,441,250,6.5,235]
[2100,-4.3,509,300,5.9,235]
[2101,-4,621,544,6.1,231]
[2102,-3.9,587,512,6.5,232]
[2103,-4,448,288,6.7,237]
[2104,-4.3,302,126,5.8,240]
[2105,-4.8,146,19,6,246]
[2106,-4.9000000000000004,52,5,5.7,252]
[2107,-5.4,17,42,4.7,243]
[2108,-5.6,1,0,4.2,242]
[2109,-5.9,0,0,3.3,240]
[2110,-6.1,0,0,2.7,238]
[2111,-6.1,0,0,1.9,236]
[2112,-6.6,0,0,2.2999999999999998,230]
[2113,-7.2,0,0,1.8,226]
[2114,-7.6,0,0,1.3,223]
[2115,-8.6999999999999993,0,0,1.5,217]
[2116,-10.1,0,0,1.1000000000000001,212]
[2117,-10.6,0,0,1.1000000000000001,209]
[2118,-11.2,0,0,1,206]
[2119,-11,40,96,0.6,207]
[2120,-9.8000000000000007,169,292,0.5,209]
[2121,-7.6,398,807,0.8,206]
[2122,-4.5,608,948,0.9,209]
[2123,-2,752,978,1,210]
[2124,1.5,806,951,2.1,218]
[2125,3.5,864,991,2.8,223]
[2126,3.7,782,931,3.6,226]
[2127,3.1,697,923,4.4000000000000004,227]
[2128,2.9,471,641,4.7,235]
[2129,2.2000000000000002,278,330,4.3,243]
[2130,1.7,106,62,2.7,257]
[2131,0.3,23,90,1.1000000000000001,254]
[2132,-1.2,0,0,0.8,252]
[2133,-2.1,0,0,0.9,248]
[2134,-2.5,0,0,1.2,246]
[2135,-2.8,0,0,1.8,244]
[2136,-3.3,0,0,2,242]
[2137,-3.8,0,0,1.2,239]
[2138,-3.9,0,0,1.1000000000000001,237]
[2139,-4.3,0,0,0.7,235]
[2140,-5.2,0,0,0.2,230]
[2141,-5.7,0,0,0.4,228]
[2142,-6,0,0,0.4,226]
[2143,-6.2,48,139,0.4,224]
[2144,-5.3,190,415,0.3,225]
[2145,-3,391,756,0.4,226]
[2146,-0.4,582,898,1,226]
[2147,2.2999999999999998,715,922,2.7,226]
[2148,3.2,758,889,4.2,230]
[2149,3.8,773,879,3.7,231]
[2150,4.4000000000000004,796,942,3.4,229]
[2151,4.7,692,911,4.0999999999999996,233]
[2152,4,445,531,5,242]
[2153,2.9,245,192,5.4,253]
[2154,1.5,126,131,5.6,260]
[2155,-0.2,27,111,5.4,260]
[2156,-1.3,2,0,4.4000000000000004,256]
[2157,-1.9,0,0,3.4,254]
[2158,-1.6,0,0,2,253]
[2159,-1.6,0,0,1.2,249]
[2160,-1.5,0,0,0.9,249]
[2161,-0.9,0,0,0.5,254]
[2162,-1.6,0,0,0.6,253]
[2163,-1.6,0,0,0.4,253]
[2164,-2,0,0,0.3,251]
[2165,-2.1,0,0,0.3,248]
[2166,-1.8,0,0,0.3,248]
[2167,-1.1000000000000001,41,51,0.4,250]
[2168,0.3,126,65,0.8,254]
[2169,2.6,240,125,0.6,254]
[2170,4.8,366,219,0.4,249]
[2171,7.1,529,451,0.6,242]
[2172,8.6999999999999993,607,520,0.9,232]
[2173,10,782,886,1.5,227]
[2174,10.9,686,751,1.8,228]
[2175,11.2,596,692,2.2999999999999998,233]
[2176,11.5,494,700,2.2000000000000002,238]
[2177,10.6,319,498,2,248]
[2178,8.5,146,230,1.8,257]
[2179,6.4,24,46,1.1000000000000001,264]
[2180,4.5,1,0,0.5,265]
[2181,3.7,0,0,0.8,268]
[2182,2.5,0,0,0.5,264]
[2183,1.4,0,0,0.4,262]
[2184,0.6,0,0,0.3,260]
[2185,0,0,0,0.2,261]
[2186,-0.1,0,0,0.4,261]
[2187,0.2,0,0,0.7,260]
[2188,0.9,0,0,1.2,261]
[2189,2.2999999999999998,0,0,2.2000000000000002,264]
[2190,2.9,0,0,2.5,270]
[2191,2.8,39,31,2.1,278]
[2192,3.7,151,136,0.7,277]
[2193,5.0999999999999996,289,259,0.6,270]
[2194,6.9,437,415,1.3,267]
[2195,7.4,553,510,3.3,267]
[2196,7.6,549,362,4,270]
[2197,8.1,591,428,3.8,269]
[2198,7.9,369,70,4.3,278]
[2199,8,411,184,4.5,272]
[2200,8.1,372,267,3.7,268]
[2201,7.4,287,333,3.3,263]
[2202,6.8,133,144,2.9,266]
[2203,5.7,20,15,2,271]
[2204,4.7,0,0,0.5,270]
[2205,4.0999999999999996,0,0,0.3,269]
[2206,4.2,0,0,0.6,269]
[2207,3.9,0,0,1,269]
[2208,3,0,0,0.6,267]
[2209,3,0,0,1.1000000000000001,268]
[2210,2.6,0,0,0.5,268]
[2211,1.3,0,0,0.7,264]
[2212,0.9,0,0,1,260]
[2213,0.2,0,0,0.9,253]
[2214,-0.9,0,0,0.3,250]
[2215,-1.3,57,124,0.3,250]
[2216,0.3,211,469,0.6,249]
[2217,3.5,404,745,0.7,250]
[2218,5.9,543,763,0.4,246]
[2219,8.3000000000000007,679,842,0.4,238]
[2220,9.1999999999999993,795,914,1.2,226]
[2221,9.5,828,926,2,226]
[2222,10.199999999999999,773,899,1.6,222]
[2223,10.4,661,841,1.2,218]
[2224,10.3,523,774,0.4,225]
[2225,9.1,333,536,0.3,237]
[2226,7.7,160,288,0.5,242]
[2227,6.2,21,15,0.6,258]
[2228,4.5,1,0,0.8,258]
[2229,3.8,0,0,1.2,259]
[2230,2.9,0,0,1.5,257]
[2231,2.7,0,0,1.7,256]
[2232,2,0,0,1,251]
[2233,1.4,0,0,1.7,248]
[2234,1.6,0,0,2.2999999999999998,247]
[2235,1.6,0,0,2.4,246]
[2236,1,0,0,2,244]
[2237,1,0,0,0.9,243]
[2238,1,0,0,0.7,241]
[2239,1.8,74,258,1.3,243]
[2240,3.5,235,616,1.8,247]
[2241,6.3,416,773,1.3,249]
[2242,8.9,526,692,2.2000000000000002,256]
[2243,10.5,658,784,3.3,256]
[2244,11.7,745,835,4.0999999999999996,256]
[2245,12.5,691,669,4.5,263]
[2246,13.2,646,617,4.5999999999999996,268]
[2247,12.4,632,762,5.2,264]
[2248,11.9,513,729,6,266]
[2249,11.1,324,475,5.9,271]
[2250,9.6999999999999993,158,257,4.5,274]
[2251,8.3000000000000007,30,49,3.6,279]
[2252,7.3,2,0,2.8,276]
[2253,6.5,0,0,2.9,274]
[2254,5.8,0,0,3,272]
[2255,5.2,0,0,3.4,270]
[2256,4.0999999999999996,0,0,2.7,267]
[2257,2.7,0,0,1.4,265]
[2258,1.7,0,0,0.2,264]
[2259,0.7,0,0,0.2,259]
[2260,0.2,0,0,0.1,256]
[2261,0.5,0,0,0.7,256]
[2262,1.3,0,0,1.5,258]
[2263,1.9,77,481,0.7,256]
[2264,3.6,203,356,2.2999999999999998,261]
[2265,6.3,350,459,3.4,261]
[2266,8.6,489,550,4.3,259]
[2267,9.5,531,415,5.3,259]
[2268,9.6999999999999993,517,269,5.5,255]
[2269,10.1,642,533,5.6,246]
[2270,10.7,707,765,6.1,241]
[2271,10.8,670,843,7.2,242]
[2272,9.8000000000000007,506,693,7.9,242]
[2273,9.1999999999999993,300,353,6,252]
[2274,8.4,145,167,4.7,262]
[2275,7.5,27,21,4.2,269]
[2276,7.3,2,0,4.4000000000000004,270]
[2277,6.9,0,0,4,270]
[2278,6.3,0,0,3.2,270]
[2279,5.4,0,0,2.9,272]
[2280,4.4000000000000004,0,0,3.6,273]
[2281,4,0,0,4,274]
[2282,3.7,0,0,3.7,273]
[2283,3.1,0,0,1.8,272]
[2284,2.8,0,0,0.3,273]
[2285,2.7,0,0,0.4,273]
[2286,2.4,0,0,0.2,273]
[2287,2.6,56,103,0.1,274]
[2288,3.8,136,59,0.5,280]
[2289,5,224,69,1.8,278]
[2290,5.7,352,154,2.9,278]
[2291,5.8,496,316,4.2,276]
[2292,6.6,471,180,4,278]
[2293,7.7,537,278,4.0999999999999996,273]
[2294,8.1999999999999993,507,257,4.7,270]
[2295,8,320,53,4.5999999999999996,274]
[2296,7.6,187,9,3.5,278]
[2297,5.6,79,2,3.9,289]
[2298,1.7,16,0,5.3,293]
[2299,-0.1,3,0,4.7,289]
[2300,-0.2,1,0,3.3,284]
[2301,-1.2,0,0,0.5,276]
[2302,-2,0,0,0.5,269]
[2303,-2,0,0,1.1000000000000001,267]
[2304,-1.6,0,0,1.2,266]
[2305,-1.8,0,0,0.3,262]
[2306,-1.9,0,0,0.2,260]
[2307,-1.7,0,0,0.3,259]
[2308,-2,0,0,0.5,255]
[2309,-3.1,0,0,0.8,246]
[2310,-4.2,0,0,1,237]
[2311,-4.3,82,408,1.3,234]
[2312,-3.3,244,575,1.4,233]
[2313,-1.2,447,829,1.9,228]
[2314,1.4,588,834,2.1,229]
[2315,3.7,738,904,1.6,229]
[2316,5.5,839,941,2,226]
[2317,7.1,864,945,3.8,234]
[2318,7.8,807,917,4.3,237]
[2319,8.3000000000000007,668,823,4.3,235]
[2320,9,539,777,4.4000000000000004,234]
[2321,8.8000000000000007,379,696,5,227]
[2322,7.8,174,307,4.5,234]
[2323,5.9,29,20,2.9,245]
[2324,4.8,1,0,3.1,253]
[2325,4.3,0,0,3.7,255]
[2326,4.2,0,0,3.6,255]
[2327,4.2,0,0,4.2,255]
[2328,4.0999999999999996,0,0,3.9,257]
[2329,2.8,0,0,3.8,257]
[2330,2.2000000000000002,0,0,2.8,261]
[2331,2,0,0,1.7,263]
[2332,2.2000000000000002,0,0,0.8,268]
[2333,2.5,0,0,0.6,276]
[2334,1.8,0,0,0.9,286]
[2335,1.1000000000000001,14,0,1.4,289]
[2336,1.4,49,4,1.6,290]
[2337,2.2000000000000002,98,2,2.4,292]
[2338,3,107,2,2.7,296]
[2339,3.5,93,1,3.1,301]
[2340,3.6,179,4,3.1,296]
[2341,4.7,307,20,1.8,292]
[2342,6.2,353,49,1.2,289]
[2343,7.2,461,257,1.3,281]
[2344,6.9,347,170,3.2,284]
[2345,4.5,169,24,5.8,293]
[2346,3.2,55,4,7.1,296]
[2347,2.1,10,0,5.7,292]
[2348,1.7,1,0,3.2,291]
[2349,1.8,0,0,0.8,291]
[2350,1.5,0,0,0.7,289]
[2351,0.8,0,0,0.5,285]
[2352,0,0,0,0.2,280]
[2353,-0.4,0,0,0.1,278]
[2354,-0.5,0,0,0.1,277]
[2355,-0.8,0,0,0,275]
[2356,-0.8,0,0,0,274]
[2357,-0.7,0,0,0,273]
[2358,-0.5,0,0,0,274]
[2359,0.1,39,9,0.1,275]
[2360,0.9,124,28,0.2,276]
[2361,2.4,226,60,0.5,279]
[2362,4.9000000000000004,266,36,1,285]
[2363,8.5,338,54,2.8,284]
[2364,8.6999999999999993,361,49,5,283]
[2365,6.2,297,17,6.7,291]
[2366,4.5999999999999996,281,15,7.6,295]
[2367,4.2,277,24,8.1999999999999993,293]
[2368,3.4,177,7,6.9,295]
[2369,2.6,99,5,6.5,294]
[2370,1.8,38,0,5.6,295]
[2371,1.2,26,6,5.2,283]
[2372,0.9,6,0,4.5999999999999996,281]
[2373,0.8,0,0,4.3,282]
[2374,0.8,0,0,4.0999999999999996,283]
[2375,0.8,0,0,2.4,282]
[2376,0.6,0,0,0.4,282]
[2377,0.4,0,0,1.6,282]
[2378,0.6,0,0,2.5,283]
[2379,0.4,0,0,0.6,282]
[2380,0.4,0,0,0.9,283]
[2381,0.1,0,0,1.5,282]
[2382,0.1,0,0,1.5,283]
[2383,0,28,0,0.8,282]
[2384,0,62,3,0,283]
[2385,0.2,128,4,0.8,279]
[2386,0.6,255,29,2.7,273]
[2387,1.1000000000000001,395,109,3.1,267]
[2388,1.2,415,92,3.5,262]
[2389,1.2,362,43,4.0999999999999996,263]
[2390,1.5,376,63,4.5,261]
[2391,1.6,407,145,3.9,256]
[2392,1.6,479,543,3.9,245]
[2393,1.5,330,424,3.6,247]
[2394,0.9,115,40,2.8,257]
[2395,-0.2,60,207,2.5,244]
[2396,-0.6,4,0,1,246]
[2397,-0.9,0,0,0.6,249]
[2398,-1.3,0,0,1.1000000000000001,250]
[2399,-1.4,0,0,0.6,250]
[2400,-1.5,0,0,0.9,250]
[2401,-1.6,0,0,1.3,249]
[2402,-1.8,0,0,1.5,249]
[2403,-2.1,0,0,0.9,248]
[2404,-2.7,0,0,1.7,245]
[2405,-3.6,0,0,2.2000000000000002,241]
[2406,-4.5999999999999996,0,0,1.9,235]
[2407,-4.7,86,240,2,235]
[2408,-3.7,250,497,1.7,229]
[2409,-1.8,463,816,1.1000000000000001,224]
[2410,-0.2,606,830,1.9,226]
[2411,2,771,920,2.1,225]
[2412,3.3,873,956,1,225]
[2413,4.3,877,939,0.9,225]
[2414,5.3,702,701,1.9,232]
[2415,5.6,546,452,3.4,231]
[2416,5.5,502,612,3.7,229]
[2417,5.3,315,349,3.9,237]
[2418,4.5,134,78,3.3,250]
[2419,3.9,44,48,3.1,253]
[2420,3.1,7,0,3.2,256]
[2421,2.6,0,0,2.8,261]
[2422,2,0,0,2.5,263]
[2423,1.3,0,0,2.1,265]
[2424,0.7,0,0,2.2999999999999998,265]
[2425,-0.7,0,0,5,263]
[2426,-2.8,0,0,9.3000000000000007,256]
[2427,-3.7,0,0,8.6999999999999993,253]
[2428,-4.0999999999999996,0,0,6.2,251]
[2429,-4,0,0,3.9,252]
[2430,-4.2,0,0,3.5,251]
[2431,-3.9,50,15,4.3,253]
[2432,-3.8,121,20,4.7,253]
[2433,-3.9,162,11,4.9000000000000004,253]
[2434,-4.0999999999999996,191,7,4.9000000000000004,253]
[2435,-3.9,242,10,4.9000000000000004,254]
[2436,-3.5,285,14,4.8,255]
[2437,-2.9,357,38,4.5999999999999996,254]
[2438,-2.6,359,48,4.5999999999999996,254]
[2439,-2.6,309,38,4.5999999999999996,253]
[2440,-2.6,253,33,4,251]
[2441,-2.9,188,33,3.2,252]
[2442,-3.3,87,8,3.6,254]
[2443,-3.4,31,6,4.4000000000000004,250]
[2444,-3.4,3,0,4.4000000000000004,246]
[2445,-3.4,0,0,3.9,245]
[2446,-3.3,0,0,4.0999999999999996,244]
[2447,-4.0999999999999996,0,0,2.5,238]
[2448,-5.0999999999999996,0,0,0.7,237]
[2449,-7.5,0,0,0.2,227]
[2450,-9.4,0,0,0.5,220]
[2451,-11,0,0,1,213]
[2452,-10.1,0,0,1.9,215]
[2453,-9.1999999999999993,0,0,2.2000000000000002,218]
[2454,-7,0,0,0.9,228]
[2455,-5.2,71,74,1.2,234]
[2456,-4,183,129,1.4,231]
[2457,-2.2999999999999998,303,189,0.8,233]
[2458,-0.6,510,514,1,230]
[2459,1.5,784,924,2.1,225]
[2460,3.1,890,964,2.6,231]
[2461,4.4000000000000004,729,683,1.4,242]
[2462,5.0999999999999996,713,711,2.5,245]
[2463,6.1,612,624,3.9,248]
[2464,6.5,454,430,4.9000000000000004,249]
[2465,6.5,273,187,4,251]
[2466,5.3,96,11,3.1,263]
[2467,2.8,22,0,3.1,275]
[2468,0,1,0,3.6,278]
[2469,-0.8,0,0,4,273]
[2470,-1,0,0,3.8,270]
[2471,-1,0,0,3.9,268]
[2472,-1.2,0,0,3.7,264]
[2473,-1.6,0,0,2.4,262]
[2474,-1.9,0,0,2.6,259]
[2475,-2.4,0,0,3.2,255]
[2476,-3.4,0,0,1.8,248]
[2477,-4.5,0,0,0.4,240]
[2478,-5.5,0,0,0.3,234]
[2479,-5.9,91,184,0.4,230]
[2480,-4.7,264,505,0.7,224]
[2481,-2.9,476,812,1.2,221]
[2482,-1.3,672,918,3,223]
[2483,-0.2,810,948,4.8,226]
[2484,0.5,705,653,4.2,231]
[2485,0.7,626,425,3.9,238]
[2486,0.2,542,287,3.8,240]
[2487,1.7,715,864,3,224]
[2488,2,586,839,2.2999999999999998,222]
[2489,1.5,345,442,1.5,227]
[2490,0.2,163,157,2.1,232]
[2491,-0.2,40,33,2.4,247]
[2492,-0.6,3,0,2.6,249]
[2493,-1.5,0,0,2.5,250]
[2494,-2,0,0,3.2,256]
[2495,-2.5,0,0,2.2999999999999998,255]
[2496,-2.7,0,0,0.5,253]
[2497,-2.6,0,0,0.6,255]
[2498,-2.7,0,0,0.9,255]
[2499,-2.5,0,0,1.3,256]
[2500,-2.8,0,0,1.7,255]
[2501,-3.1,0,0,1.9,252]
[2502,-3.2,0,0,2.2999999999999998,251]
[2503,-2.9,73,55,2.7,251]
[2504,-2.4,166,72,3.5,249]
[2505,-1.9,261,90,3.3,245]
[2506,-1.3,449,313,2.7,240]
[2507,0,654,655,3.6,231]
[2508,0.3,688,602,3.3,228]
[2509,0.4,711,624,3.5,226]
[2510,-0.1,629,483,3.6,232]
[2511,1,868,1048,3.9,213]
[2512,0.4,487,521,4.2,226]
[2513,0.1,388,620,4.7,224]
[2514,-0.3,214,433,4.0999999999999996,230]
[2515,-1.1000000000000001,85,464,3.2,226]
[2516,-1.9,3,0,2.8,234]
[2517,-2.5,0,0,2.5,243]
[2518,-2.5,0,0,2.6,244]
[2519,-2.5,0,0,2.2000000000000002,245]
[2520,-2.7,0,0,2.1,245]
[2521,-2.9,0,0,2.2000000000000002,246]
[2522,-3,0,0,2.4,248]
[2523,-2.8,0,0,2.7,251]
[2524,-2.8,0,0,3.1,253]
[2525,-3,0,0,3.4,253]
[2526,-3,0,0,3.3,255]
[2527,-2.7,61,20,3,257]
[2528,-2.2999999999999998,181,98,3.1,251]
[2529,-1.6,317,202,2.8,243]
[2530,-0.7,485,406,3,239]
[2531,0,599,497,3.7,237]
[2532,0.3,474,148,3.8,241]
[2533,1,425,83,3.4,243]
[2534,1.1000000000000001,332,30,3,246]
[2535,1.1000000000000001,305,32,2.5,248]
[2536,0.5,194,9,2.4,253]
[2537,-0.4,125,5,3,263]
[2538,-1.4,65,4,2.9,271]
[2539,-1.5,20,0,2.6,272]
[2540,-1.5,3,0,2,272]
[2541,-1.5,0,0,1,272]
[2542,-1.4,0,0,0.6,272]
[2543,-1.1000000000000001,0,0,0.6,273]
[2544,-0.7,0,0,2.1,275]
[2545,-0.6,0,0,2.8,275]
[2546,-0.6,0,0,3.2,274]
[2547,-0.7,0,0,3.7,272]
[2548,-0.5,0,0,3.8,273]
[2549,-0.3,0,0,3.3,273]
[2550,-0.2,0,0,2.9,271]
[2551,-0.4,66,25,3.7,268]
[2552,-0.3,218,212,4,257]
[2553,0.1,427,578,4.8,241]
[2554,1.1000000000000001,551,599,5.2,238]
[2555,2,779,895,4.8,229]
[2556,2.2999999999999998,664,526,4.8,230]
[2557,2.8,628,410,5.4,233]
[2558,3.3,759,786,6.8,227]
[2559,3.4,724,862,6.3,224]
[2560,3.5,616,877,6.1,224]
[2561,3,433,782,5.7,225]
[2562,2.2999999999999998,199,303,5,233]
[2563,1.5,54,88,4,238]
[2564,0.5,5,0,3.5,234]
[2565,-0.4,0,0,3.6,235]
[2566,-1.4,0,0,3.4,231]
[2567,-2.2000000000000002,0,0,2.2999999999999998,227]
[2568,-3.1,0,0,0.9,225]
[2569,-4.3,0,0,1,222]
[2570,-4.9000000000000004,0,0,1.4,221]
[2571,-5.6,0,0,1.3,219]
[2572,-6.8,0,0,1.8,213]
[2573,-9,0,0,2,205]
[2574,-8.1999999999999993,0,0,2.1,209]
[2575,-6,100,154,1.7,218]
[2576,-4.2,257,376,1.7,214]
[2577,-1.7,443,625,0.7,214]
[2578,0.6,567,637,1.6,214]
[2579,2.9,789,903,3.4,212]
[2580,4,880,930,4.5999999999999996,211]
[2581,4.9000000000000004,914,946,4.7,214]
[2582,5.6,855,920,5.0999999999999996,220]
[2583,6,753,896,5,226]
[2584,5.9,581,792,4.3,235]
[2585,5.7,409,673,3.5,240]
[2586,5,205,324,2.9,248]
[2587,4,64,151,2.8,257]
[2588,3,11,0,3.4,261]
[2589,2.7,0,0,3.8,266]
[2590,1.9,0,0,2.5,265]
[2591,0.5,0,0,0.7,261]
[2592,-0.5,0,0,0.7,257]
[2593,-1.4,0,0,1.1000000000000001,252]
[2594,-1.7,0,0,1.2,250]
[2595,-1.9,0,0,1.1000000000000001,248]
[2596,-1.9,0,0,1.8,247]
[2597,-2.2000000000000002,0,0,0.7,247]
[2598,-2.4,0,0,0.4,245]
[2599,-2.1,112,221,0.3,245]
[2600,-0.3,268,418,0.5,242]
[2601,3.4,481,754,0.8,243]
[2602,6.3,648,845,0.9,244]
[2603,7.6,818,930,1.9,239]
[2604,8.6,895,940,3.2,239]
[2605,9.1,920,948,3.6,240]
[2606,9.6,850,911,3.8,242]
[2607,9.9,733,865,3.6,247]
[2608,9.6,561,727,3.4,251]
[2609,8.8000000000000007,399,617,3.2,253]
[2610,7.4,192,239,2.4,261]
[2611,6,35,9,0.8,277]
[2612,4.7,4,0,0.1,277]
[2613,3.7,0,0,0.3,276]
[2614,2.2000000000000002,0,0,0.7,273]
[2615,1.2,0,0,0.8,271]
[2616,0.7,0,0,1.2,268]
[2617,0.4,0,0,1.1000000000000001,265]
[2618,0.4,0,0,1.4,262]
[2619,-0.3,0,0,1.4,260]
[2620,-0.5,0,0,1.3,257]
[2621,-1,0,0,0.8,252]
[2622,-1.3,0,0,0.3,249]
[2623,-0.8,101,128,0.3,249]
[2624,1.7,279,456,0.6,246]
[2625,5.4,499,799,0.6,244]
[2626,9.1,650,841,0.6,242]
[2627,10.4,822,929,1.1000000000000001,228]
[2628,11.2,923,966,2,227]
[2629,13,958,984,2,231]
[2630,13.9,870,927,1.4,234]
[2631,15.3,755,890,1.8,238]
[2632,14.4,593,807,1.5,238]
[2633,11.4,423,707,1.7,234]
[2634,10.1,200,267,1.6,249]
[2635,8.1999999999999993,32,9,0.4,275]
[2636,6,4,0,0.7,275]
[2637,4.5,0,0,0.5,275]
[2638,3.3,0,0,0.1,273]
[2639,2.4,0,0,0.2,272]
[2640,1.7,0,0,0.4,270]
[2641,1.3,0,0,0.4,269]
[2642,0.5,0,0,0.5,265]
[2643,0.2,0,0,0.7,263]
[2644,-0.1,0,0,0.8,261]
[2645,-0.3,0,0,0.8,259]
[2646,-0.4,14,106,0.6,257]
[2647,0.1,106,136,0.6,256]
[2648,2.9,270,389,0.3,255]
[2649,5.7,483,731,0.9,249]
[2650,8,638,804,2.7,251]
[2651,9.3000000000000007,815,918,2.9,248]
[2652,10.199999999999999,886,923,2.7,242]
[2653,11,938,959,3.2,238]
[2654,12.1,860,913,3.4,240]
[2655,12.7,749,879,4.3,246]
[2656,12.2,558,699,4.2,250]
[2657,11.6,386,537,4.2,249]
[2658,10.6,185,185,3.7,260]
[2659,8.4,33,9,2.6,281]
[2660,6.7,3,0,2.4,280]
[2661,5.0999999999999996,0,0,1.7,277]
[2662,4.2,0,0,0.4,273]
[2663,3.8,0,0,0.3,272]
[2664,3.2,0,0,0.6,268]
[2665,2.8,0,0,0.4,266]
[2666,2.1,0,0,0.4,262]
[2667,2.4,0,0,1.3,261]
[2668,1.9,0,0,1.2,256]
[2669,1.6,0,0,0.3,253]
[2670,1.5,25,112,0.2,251]
[2671,2.1,108,132,0.5,266]
[2672,4.4000000000000004,233,212,1.8,267]
[2673,7,291,111,3,268]
[2674,8.1999999999999993,394,155,3.4,262]
[2675,9,441,135,3.6,264]
[2676,9.4,456,112,3.5,264]
[2677,9.9,534,205,3,257]
[2678,10.3,556,280,2.6,253]
[2679,9.6999999999999993,431,148,4,270]
[2680,7,230,17,6.4,287]
[2681,5.2,129,4,5.3,297]
[2682,4.9000000000000004,95,7,3.1,297]
[2683,4.5999999999999996,42,8,1.3,295]
[2684,3.9,5,0,1.1000000000000001,291]
[2685,3.4,0,0,1.2,289]
[2686,2.7,0,0,0.6,285]
[2687,2.2999999999999998,0,0,1.1000000000000001,282]
[2688,2.2000000000000002,0,0,2.4,280]
[2689,2.2999999999999998,0,0,1.4,279]
[2690,2.2000000000000002,0,0,0.5,278]
[2691,2.2999999999999998,0,0,0.5,277]
[2692,2.2000000000000002,0,0,0.5,276]
[2693,2.1,0,0,0.2,275]
[2694,2.1,17,119,0.2,274]
[2695,2.5,52,5,0.4,288]
[2696,3.5,89,3,0.5,293]
[2697,4.3,116,4,0.4,295]
[2698,4.7,122,3,0.4,297]
[2699,4.8,143,3,0.8,300]
[2700,4.8,207,5,1.4,300]
[2701,4.9000000000000004,245,6,1.6,300]
[2702,5.7,374,47,1.6,293]
[2703,7.2,458,188,1.7,284]
[2704,7.9,328,91,2.7,284]
[2705,7.5,213,41,2,284]
[2706,7.4,131,34,1.2,285]
[2707,6.1,45,16,2.7,291]
[2708,4,2,0,3.7,296]
[2709,3.8,0,0,2.2000000000000002,295]
[2710,3.6,0,0,0.7,295]
[2711,3.5,0,0,0.6,295]
[2712,3.2,0,0,0.4,294]
[2713,3.2,0,0,0.7,294]
[2714,2.9,0,0,1.7,294]
[2715,2.4,0,0,2.9,292]
[2716,1.3,0,0,4.5,287]
[2717,0.3,0,0,5.3,282]
[2718,-0.4,9,10,5.5,278]
[2719,-1,37,0,5.7,279]
[2720,-1.4,140,17,5.7,267]
[2721,-1.2,336,196,6,257]
[2722,-0.9,504,392,6.2,252]
[2723,-1.3,598,434,7.4,250]
[2724,-2,602,341,8.4,249]
[2725,-2.1,584,284,7.8,250]
[2726,-1.7,468,133,6.6,255]
[2727,-1.4,384,85,6,257]
[2728,-1.1000000000000001,398,209,5.3,253]
[2729,-0.9,231,60,5.0999999999999996,258]
[2730,-1.1000000000000001,196,206,4.4000000000000004,249]
[2731,-1.8,36,8,4.2,264]
[2732,-2.5,6,0,3.4,262]
[2733,-2.9,0,0,1.5,259]
[2734,-3.1,0,0,1.1000000000000001,255]
[2735,-3.8,0,0,1.4,248]
[2736,-4.4000000000000004,0,0,1.5,244]
[2737,-4.5999999999999996,0,0,1.5,238]
[2738,-4.8,0,0,1.3,236]
[2739,-4.9000000000000004,0,0,1.6,235]
[2740,-5.3,0,0,1,231]
[2741,-5.7,0,0,0.7,233]
[2742,-5.8,19,92,0.4,229]
[2743,-5,114,123,0.1,232]
[2744,-2.2999999999999998,313,542,0.6,228]
[2745,1.7,521,804,0.8,224]
[2746,5.2,683,865,1.9,213]
[2747,7.1,842,929,4,197]
[2748,7.3,950,972,5.0999999999999996,189]
[2749,7.8,978,985,5.4,180]
[2750,8.6,901,941,4.5999999999999996,171]
[2751,9.3000000000000007,802,925,3.6,195]
[2752,9.4,622,840,3,206]
[2753,8.9,451,757,3,213]
[2754,7.2,223,328,3.5,230]
[2755,5.5,35,8,3.4,263]
[2756,4.5999999999999996,7,0,4.0999999999999996,270]
[2757,3.4,0,0,2.6,272]
[2758,1.8,0,0,0.9,264]
[2759,0.3,0,0,0.9,259]
[2760,-0.6,0,0,0.4,259]
[2761,-1,0,0,0.3,257]
[2762,-1.4,0,0,0.2,254]
[2763,-1.7,0,0,0.2,252]
[2764,-2.1,0,0,0.2,249]
[2765,-2.2000000000000002,0,0,0.2,248]
[2766,-2.2999999999999998,25,150,0.5,247]
[2767,-1.8,119,135,0.8,250]
[2768,-0.2,295,433,3.2,247]
[2769,1.9,473,628,5.4,247]
[2770,3.2,578,590,5.0999999999999996,250]
[2771,3.9,699,677,5.9,249]
[2772,4.5999999999999996,776,730,6.2,251]
[2773,5.0999999999999996,835,820,5.8,249]
[2774,5.8,736,676,5.3,253]
[2775,6.1,574,428,5.2,256]
[2776,5.8,414,237,5.2,258]
[2777,5,342,316,4.8,256]
[2778,3.1,209,243,5.9,261]
[2779,0.6,76,111,5.9,265]
[2780,-0.7,23,0,5.7,263]
[2781,-1.3,0,0,5,262]
[2782,-1.6,0,0,4.4000000000000004,263]
[2783,-1.6,0,0,3.4,264]
[2784,-1.6,0,0,2.6,264]
[2785,-1.5,0,0,1.9,263]
[2786,-1.2,0,0,1.2,264]
[2787,-0.9,0,0,1,264]
[2788,-0.8,0,0,1.2,260]
[2789,-0.9,0,0,1.2,257]
[2790,-0.9,15,8,2.1,255]
[2791,-1.1000000000000001,64,5,2,256]
[2792,-0.5,138,13,2.7,255]
[2793,0.5,340,188,2.2000000000000002,245]
[2794,2.5,651,784,2.2999999999999998,237]
[2795,4.0999999999999996,824,901,3.8,236]
[2796,5.4,907,921,3,237]
[2797,6.7,831,807,3.1,243]
[2798,6.6,676,526,4.4000000000000004,246]
[2799,7.1,719,794,5.5,243]
[2800,7,601,775,5.8,245]
[2801,6.8,466,789,6.3,247]
[2802,5.4,220,289,7,258]
[2803,4.0999999999999996,53,14,5.6,270]
[2804,3.6,5,0,4.8,273]
[2805,2.9,0,0,4.5,272]
[2806,2.4,0,0,4.3,273]
[2807,1.4,0,0,4.5999999999999996,270]
[2808,0.4,0,0,4.5,269]
[2809,-0.1,0,0,4.5999999999999996,272]
[2810,-0.4,0,0,5.5,269]
[2811,-1,0,0,5.2,268]
[2812,-1.7,0,0,3.6,268]
[2813,-1.9,0,0,2.8,268]
[2814,-2.2000000000000002,9,0,4.5999999999999996,266]
[2815,-3.5,46,5,6.4,256]
[2816,-3.8,153,21,5.0999999999999996,243]
[2817,-4,274,69,3.8,238]
[2818,-4.4000000000000004,322,52,4,238]
[2819,-4.5,401,77,5.6,229]
[2820,-3.9,620,360,4.9000000000000004,214]
[2821,-3.6,1003,999,5.4,208]
[2822,-4.2,847,875,5.4,213]
[2823,-4.5,508,266,4.5,224]
[2824,-5,325,79,5.2,235]
[2825,-5.4,172,13,5.0999999999999996,237]
[2826,-5.5,103,10,4.2,235]
[2827,-5.7,47,7,4.0999999999999996,236]
[2828,-6.3,4,0,4.7,235]
[2829,-8.8000000000000007,0,0,4.0999999999999996,226]
[2830,-7.7,0,0,3.3,232]
[2831,-7.1,0,0,4.0999999999999996,235]
[2832,-6.6,0,0,4.9000000000000004,236]
[2833,-6.1,0,0,4.8,232]
[2834,-6.4,0,0,5.5,225]
[2835,-9.1,0,0,4.4000000000000004,219]
[2836,-8.5,0,0,3.2,225]
[2837,-7.9,0,0,3,227]
[2838,-7.4,23,32,2.7,229]
[2839,-6.7,69,9,3.5,237]
[2840,-6.2,149,18,4.5,235]
[2841,-5.2,259,50,4.2,232]
[2842,-4.8,420,174,4.2,226]
[2843,-4.5999999999999996,572,345,4.5,222]
[2844,-4.4000000000000004,695,524,4.3,221]
[2845,-3.2,793,722,4.0999999999999996,221]
[2846,-2.2999999999999998,763,722,3.9,221]
[2847,-2.1,565,390,4.0999999999999996,226]
[2848,-2.2000000000000002,418,232,3.5,233]
[2849,-2.4,247,73,3.5,243]
[2850,-2.4,141,35,3.3,247]
[2851,-3,58,21,3.2,248]
[2852,-3.3,9,0,2.2999999999999998,248]
[2853,-3.2,0,0,1.1000000000000001,248]
[2854,-3.4,0,0,0.8,248]
[2855,-3.1,0,0,0.3,252]
[2856,-3,0,0,0.6,254]
[2857,-3.1,0,0,1.5,256]
[2858,-3.7,0,0,1,256]
[2859,-3.8,0,0,0.9,257]
[2860,-3.6,0,0,0.5,259]
[2861,-3.6,0,0,0.3,260]
[2862,-3.2,13,0,0.3,263]
[2863,-2.7,43,5,0.4,268]
[2864,-2.2000000000000002,110,5,1,267]
[2865,-0.9,249,40,2.8,264]
[2866,0.8,381,111,4.5999999999999996,259]
[2867,1.3,392,67,4.7,259]
[2868,1.4,436,79,3.8,263]
[2869,1.1000000000000001,429,67,3.8,269]
[2870,0.8,390,52,4.2,271]
[2871,1,301,23,4.4000000000000004,276]
[2872,0.9,237,16,4.3,278]
[2873,1.2,156,8,4.3,283]
[2874,1,81,3,3.7,285]
[2875,0.7,33,0,3.1,285]
[2876,0.7,5,0,2.6,286]
[2877,0.7,0,0,2.4,286]
[2878,0.9,0,0,2.5,286]
[2879,1,0,0,2.6,286]
[2880,0.6,0,0,2.2000000000000002,283]
[2881,0.1,0,0,1.8,283]
[2882,-0.4,0,0,0.9,281]
[2883,-0.4,0,0,0.6,281]
[2884,-0.4,0,0,0.4,281]
[2885,-0.3,0,0,0.7,282]
[2886,0.5,10,0,1.5,282]
[2887,1.3,45,5,3.3,278]
[2888,1.7,136,10,5,270]
[2889,1.9,288,80,3.9,263]
[2890,2.4,456,234,3.6,256]
[2891,2.9,579,352,2.9,251]
[2892,3.8,662,438,1.7,248]
[2893,4.5999999999999996,671,434,1.9,250]
[2894,5.4,814,815,2.4,245]
[2895,6.2,703,733,2.6,248]
[2896,6.3,505,456,2.8,254]
[2897,5.9,314,199,3.4,261]
[2898,5.2,198,157,4.2,266]
[2899,4.0999999999999996,46,7,4.8,283]
[2900,3.3,10,0,4.2,287]
[2901,2.8,0,0,3.6,288]
[2902,2.2000000000000002,0,0,2.6,286]
[2903,1.9,0,0,1.6,285]
[2904,1.6,0,0,0.9,283]
[2905,0.9,0,0,0.6,280]
[2906,0.5,0,0,0.5,278]
[2907,0,0,0,0.7,275]
[2908,0.1,0,0,0.9,275]
[2909,0.3,0,0,0.8,276]
[2910,0.5,17,0,1.2,276]
[2911,1,78,9,2.5,273]
[2912,1.9,178,38,2.2000000000000002,270]
[2913,2.6,305,102,4.0999999999999996,267]
[2914,2.8,477,276,8.1,263]
[2915,3.1,528,244,7,265]
[2916,2.5,320,17,5.7,278]
[2917,2.1,267,7,5.3,284]
[2918,1.9,271,9,5.0999999999999996,285]
[2919,1,203,5,5.6,284]
[2920,0.2,118,2,6.4,285]
[2921,-0.8,64,2,6.4,282]
[2922,-0.9,44,0,5.9,281]
[2923,-1.2,26,0,5.0999999999999996,277]
[2924,-1.3,5,0,4.5999999999999996,275]
[2925,-1.5,0,0,5,273]
[2926,-1.5,0,0,4.7,272]
[2927,-1.6,0,0,4.0999999999999996,271]
[2928,-1.6,0,0,3.9,268]
[2929,-1.8,0,0,3.7,266]
[2930,-2,0,0,3.5,265]
[2931,-2.2000000000000002,0,0,3.4,263]
[2932,-2,0,0,4.3,261]
[2933,-2.4,0,0,4.3,258]
[2934,-2.5,22,7,4.5999999999999996,257]
[2935,-2.6,84,13,5.5,254]
[2936,-2.8,191,50,7.4,246]
[2937,-2.2999999999999998,366,218,8.8000000000000007,238]
[2938,-1.9,465,245,7.2,239]
[2939,-1.8,498,189,5.3,240]
[2940,-1.4,602,305,5,237]
[2941,-1.2,649,379,5,237]
[2942,-1,486,139,5.0999999999999996,247]
[2943,-0.9,504,241,4.5999999999999996,243]
[2944,-0.6,541,553,4.3,237]
[2945,-0.7,357,316,4.5,241]
[2946,-0.9,152,42,4.7,252]
[2947,-1.3,51,6,4.0999999999999996,258]
[2948,-1.7,10,0,2.7,257]
[2949,-2.2000000000000002,0,0,1,254]
[2950,-2.9,0,0,1,248]
[2951,-3,0,0,1.5,247]
[2952,-3.3,0,0,1.6,245]
[2953,-3.4,0,0,1.6,245]
[2954,-3.5,0,0,1.8,244]
[2955,-4.2,0,0,2.2000000000000002,241]
[2956,-4.9000000000000004,0,0,1.7,238]
[2957,-5.7,0,0,0.6,233]
[2958,-3.9,36,47,0.5,242]
[2959,-3.1,130,103,0.4,245]
[2960,-1.1000000000000001,298,340,0.6,242]
[2961,2.6,538,762,1.1000000000000001,237]
[2962,5.6,712,861,2.1,236]
[2963,6.5,772,793,3,244]
[2964,6,646,390,5.0999999999999996,255]
[2965,5.7,515,150,5.3,263]
[2966,5.4,410,62,5.4,271]
[2967,5.0999999999999996,359,52,5.6,274]
[2968,4.7,269,27,6.1,279]
[2969,4.2,222,36,6.6,279]
[2970,3.1,99,6,5.6,285]
[2971,2.4,38,6,5.3,288]
[2972,1.5,6,0,5.2,286]
[2973,0.6,0,0,5.5,283]
[2974,0.2,0,0,5.2,283]
[2975,0,0,0,4.4000000000000004,281]
[2976,0.1,0,0,4.3,280]
[2977,-0.2,0,0,3.8,278]
[2978,-0.2,0,0,2.1,277]
[2979,-0.3,0,0,1.3,277]
[2980,-0.5,0,0,2.6,276]
[2981,-0.5,0,0,1.4,275]
[2982,-0.1,18,0,1.4,277]
[2983,0,71,4,1.7,276]
[2984,0.6,156,17,1.6,274]
[2985,1.5,281,64,1,271]
[2986,3.1,533,398,1.7,261]
[2987,5,720,671,2.6,254]
[2988,6.2,699,504,2.2999999999999998,259]
[2989,7,566,220,2.9,268]
[2990,7.6,449,94,3.7,272]
[2991,8.1,429,118,3.8,264]
[2992,8.3000000000000007,412,198,3.7,254]
[2993,8.3000000000000007,334,235,3.3,253]
[2994,7.8,180,86,3.6,262]
[2995,6.6,56,12,3.7,268]
[2996,4.8,11,0,2.4,267]
[2997,2.8,0,0,1.1000000000000001,266]
[2998,1.6,0,0,0.3,267]
[2999,0.8,0,0,0.3,267]
[3000,0.6,0,0,0.4,269]
[3001,0,0,0,0.2,270]
[3002,-0.8,0,0,0.1,267]
[3003,-1,0,0,0,268]
[3004,-1.2,0,0,0.2,268]
[3005,-1.4,0,0,0.3,267]
[3006,-1.3,19,0,0.3,268]
[3007,-0.4,125,75,0.7,259]
[3008,3,373,664,1.7,247]
[3009,6.5,553,788,3.1,243]
[3010,8.4,694,818,4.5999999999999996,245]
[3011,9.6999999999999993,933,985,5.8,242]
[3012,10.4,1012,997,6.3,242]
[3013,10.9,990,961,5.7,245]
[3014,11.7,942,949,6,246]
[3015,11.9,734,778,5.0999999999999996,252]
[3016,11.2,415,202,3.3,271]
[3017,10.3,221,34,2.5,280]
[3018,9.8000000000000007,122,12,1.8,283]
[3019,8.8000000000000007,42,6,1.3,289]
[3020,7.4,11,88,1.1000000000000001,292]
[3021,6.2,0,0,2.1,293]
[3022,5.8,0,0,2.2999999999999998,296]
[3023,5.0999999999999996,0,0,2.8,296]
[3024,4.9000000000000004,0,0,3.1,299]
[3025,4.0999999999999996,0,0,2.9,298]
[3026,3.5,0,0,2.1,296]
[3027,3,0,0,1.2,293]
[3028,2.6,0,0,1,290]
[3029,2.2999999999999998,0,0,0.9,288]
[3030,2.2999999999999998,24,6,0.6,288]
[3031,3.4,79,8,0.5,289]
[3032,5.8,176,29,1.1000000000000001,285]
[3033,7.9,353,173,2.6,277]
[3034,8.8000000000000007,464,228,3.3,275]
[3035,8.8000000000000007,399,66,3,282]
[3036,8.8000000000000007,422,61,4.2,285]
[3037,8.6,550,191,5.4,280]
[3038,8.6999999999999993,574,265,5.0999999999999996,280]
[3039,8.3000000000000007,364,53,4.2,288]
[3040,8,250,19,5.3,292]
[3041,6.8,165,8,6,294]
[3042,6.2,85,3,5.2,296]
[3043,5.0999999999999996,29,0,4.2,301]
[3044,3,3,0,4.2,295]
[3045,0.9,0,0,4.8,287]
[3046,0.2,0,0,4,286]
[3047,0,0,0,3.4,285]
[3048,0,0,0,2.5,284]
[3049,-0.3,0,0,2.4,283]
[3050,-0.3,0,0,2.8,282]
[3051,-0.3,0,0,2.7,282]
[3052,-0.6,0,0,2.4,281]
[3053,-0.7,0,0,2.2000000000000002,280]
[3054,-0.6,13,0,1.8,280]
[3055,-0.5,50,4,1.5,280]
[3056,-0.1,129,7,1.8,278]
[3057,0.5,190,9,2.2999999999999998,278]
[3058,0.9,224,7,2.8,277]
[3059,1.7,300,15,3,274]
[3060,2.2000000000000002,331,18,2.7,273]
[3061,2.1,284,8,2,276]
[3062,2.2000000000000002,312,16,1.3,272]
[3063,2.7,350,42,2.5,265]
[3064,2.5,232,12,4,273]
[3065,1.7,113,4,3,281]
[3066,2,67,3,2.5,282]
[3067,1.8,29,0,1.9,284]
[3068,1.2,6,16,1.6,281]
[3069,0.4,0,0,2.2999999999999998,280]
[3070,0.2,0,0,2.6,281]
[3071,-0.1,0,0,2.2000000000000002,278]
[3072,0.3,0,0,2.2999999999999998,279]
[3073,0.4,0,0,2.2000000000000002,278]
[3074,0.3,0,0,2,277]
[3075,0.4,0,0,1.9,276]
[3076,0.4,0,0,1.2,274]
[3077,0.3,0,0,0.3,273]
[3078,0.2,37,18,0.2,272]
[3079,0.6,98,20,0,276]
[3080,1,159,17,0.4,275]
[3081,1.4,259,38,0.5,272]
[3082,2,330,47,0.3,270]
[3083,2.8,446,108,0.8,267]
[3084,3.7,525,164,1.4,269]
[3085,4,488,111,2.8,275]
[3086,3.4,384,42,4.7,283]
[3087,3.6,249,8,4.2,290]
[3088,3.4,220,9,5.8,290]
[3089,3.2,175,10,5.7,288]
[3090,3,84,3,5,293]
[3091,2.4,20,0,4.2,298]
[3092,2,3,0,4.8,298]
[3093,1.5,0,0,5,294]
[3094,1.3,0,0,3.7,291]
[3095,1.3,0,0,1.8,289]
[3096,1.1000000000000001,0,0,0.5,286]
[3097,1.1000000000000001,0,0,0,285]
[3098,0.9,0,0,0.6,283]
[3099,0.7,0,0,1.1000000000000001,281]
[3100,0.7,0,0,1.2,281]
[3101,0.6,0,0,1.6,279]
[3102,0.7,31,12,1.2,278]
[3103,1.2,105,23,1,277]
[3104,2.7,294,272,1.3,267]
[3105,4.5,557,769,2,258]
[3106,5.8,652,695,3.5,263]
[3107,6.5,808,831,4,259]
[3108,7.4,802,715,3.8,261]
[3109,7.2,435,64,3.5,278]
[3110,6.7,317,16,2.6,284]
[3111,6.7,426,107,2.7,278]
[3112,6.7,319,57,3,281]
[3113,6.6,279,96,3.5,279]
[3114,6.1,143,23,3.3,287]
[3115,5,39,6,2.5,297]
[3116,4.0999999999999996,14,93,1.6,286]
[3117,3,0,0,1.3,283]
[3118,2.4,0,0,0.8,281]
[3119,2.1,0,0,0.5,281]
[3120,2.2000000000000002,0,0,0.8,282]
[3121,2.2999999999999998,0,0,1.1000000000000001,283]
[3122,1.8,0,0,1,282]
[3123,1.2,0,0,0.4,281]
[3124,0.7,0,0,0.2,279]
[3125,0.1,0,0,0.5,277]
[3126,-0.2,25,0,0.4,277]
[3127,1.1000000000000001,134,77,0.4,270]
[3128,3.9,371,592,0.7,258]
[3129,7,592,850,2.2000000000000002,252]
[3130,8.4,746,880,4,248]
[3131,9.1999999999999993,880,914,3.9,245]
[3132,9.9,984,956,4.3,238]
[3133,10.6,929,889,5,238]
[3134,10.8,763,664,5.5,241]
[3135,10.8,617,464,5.4,245]
[3136,11.1,513,422,4.3,250]
[3137,11.3,432,530,3.4,247]
[3138,10.3,149,28,2.4,263]
[3139,9.5,61,11,1.7,274]
[3140,8.5,11,30,1.8,277]
[3141,7.6,1,0,2,277]
[3142,7.6,0,0,1.7,278]
[3143,7.7,0,0,1.5,276]
[3144,7.6,0,0,2.2000000000000002,276]
[3145,7.5,0,0,2.9,276]
[3146,7.3,0,0,4.4000000000000004,276]
[3147,7.1,0,0,4.5,276]
[3148,6.9,0,0,5.2,277]
[3149,7.3,0,0,3.7,279]
[3150,8.1,30,11,2.2999999999999998,280]
[3151,8.6,90,11,3,280]
[3152,9.6999999999999993,212,61,3.7,276]
[3153,10.199999999999999,328,113,4.8,273]
[3154,10.6,518,328,5.7,267]
[3155,11.3,730,660,6.5,262]
[3156,11.4,862,821,6.8,259]
[3157,11.4,843,766,6,262]
[3158,11.3,779,695,4.5999999999999996,262]
[3159,11.4,667,586,4.0999999999999996,260]
[3160,11.3,520,437,4.5,260]
[3161,11.1,400,404,4.9000000000000004,257]
[3162,10.199999999999999,194,95,4,269]
[3163,9.1,76,21,2.9,277]
[3164,8,19,134,1.9,272]
[3165,7,1,0,1.8,274]
[3166,6.3,0,0,3,277]
[3167,5.6,0,0,3.6,283]
[3168,5.2,0,0,3.4,286]
[3169,4.5999999999999996,0,0,3.3,288]
[3170,4.2,0,0,3.1,292]
[3171,4,0,0,3,292]
[3172,3.9,0,0,2.9,293]
[3173,3.8,0,0,2.6,294]
[3174,3.8,34,10,2.5,293]
[3175,4.3,106,23,2.8,292]
[3176,5.0999999999999996,244,114,3.9,288]
[3177,6.6,368,183,3.9,287]
[3178,8.9,523,337,3.6,283]
[3179,10.9,792,792,4.8,270]
[3180,11.8,848,794,5.2,271]
[3181,11.5,622,296,4.5,282]
[3182,10.4,461,97,4,290]
[3183,9.9,420,96,4,295]
[3184,10,343,77,3.6,298]
[3185,10.6,208,21,2.6,303]
[3186,10.9,114,8,3.5,302]
[3187,10.199999999999999,58,5,3.1,298]
[3188,9,15,38,3.5,293]
[3189,7.8,0,0,3.4,297]
[3190,7.2,0,0,3.1,300]
[3191,6,0,0,3.1,303]
[3192,5.5,0,0,3.7,302]
[3193,5.3,0,0,4.5,299]
[3194,5.2,0,0,3.5,299]
[3195,4.9000000000000004,0,0,1.7,299]
[3196,4.5,0,0,1.9,298]
[3197,4.3,0,0,2.7,301]
[3198,4.2,26,0,2.2999999999999998,301]
[3199,4.3,103,19,2.9,294]
[3200,5.3,304,281,2.9,280]
[3201,7.4,610,867,2.5,267]
[3202,9.5,752,878,3.2,264]
[3203,11.2,869,896,4.0999999999999996,259]
[3204,11.9,953,919,4.5999999999999996,254]
[3205,12.4,958,910,4.7,250]
[3206,12.7,886,873,5.2,249]
[3207,12.8,767,809,4.9000000000000004,245]
[3208,13.1,643,777,4.8,246]
[3209,13,459,608,4.9000000000000004,249]
[3210,12,154,28,3.6,273]
[3211,10,32,0,2.2999999999999998,289]
[3212,7.9,12,9,1.2,283]
[3213,5.6,0,0,0.4,282]
[3214,4.5999999999999996,0,0,0.1,282]
[3215,3.6,0,0,0.2,282]
[3216,3.3,0,0,0.3,285]
[3217,2.9,0,0,0.4,284]
[3218,2.6,0,0,0.4,285]
[3219,2.2000000000000002,0,0,0.5,285]
[3220,2.4,0,0,0.3,286]
[3221,2.5,0,0,0.5,287]
[3222,2.8,27,0,0.4,287]
[3223,3.5,72,4,0.1,288]
[3224,4.7,118,5,0.8,293]
[3225,5.9,263,37,1,288]
[3226,7.7,568,440,1.7,275]
[3227,9.4,775,749,2.2999999999999998,269]
[3228,10.7,975,937,2.7,263]
[3229,11.9,871,806,2.7,269]
[3230,12.6,677,452,2.2000000000000002,275]
[3231,13.1,627,473,2,264]
[3232,12.9,431,207,2.7,277]
[3233,12.7,405,402,3.3,273]
[3234,12,302,506,4,276]
[3235,10,82,25,4.8,298]
[3236,8.5,21,71,4.7,298]
[3237,7.3,0,0,3.7,299]
[3238,5.9,0,0,2.6,295]
[3239,4.8,0,0,1,288]
[3240,3.9,0,0,0.8,286]
[3241,3.2,0,0,0.5,285]
[3242,2.5,0,0,0.3,285]
[3243,2.1,0,0,0.5,283]
[3244,1.8,0,0,0.5,283]
[3245,1.5,0,0,0.8,282]
[3246,1.9,32,10,1.2,283]
[3247,3.3,142,77,1.5,276]
[3248,6.4,408,705,1.7,267]
[3249,9.8000000000000007,596,831,1.9,272]
[3250,12.6,738,853,1.8,267]
[3251,13.5,853,875,3.1,244]
[3252,13.9,906,870,3.7,240]
[3253,14.4,707,459,4.2,248]
[3254,14.6,441,76,4.4000000000000004,235]
[3255,14.5,382,59,4.9000000000000004,226]
[3256,14.3,345,76,4.4000000000000004,251]
[3257,13.9,193,13,3.1,261]
[3258,13.2,139,16,2.1,263]
[3259,12.4,89,35,1.6,278]
[3260,10.7,23,69,1.1000000000000001,282]
[3261,8.6999999999999993,1,0,0.7,281]
[3262,6.9,0,0,0.6,283]
[3263,5.5,0,0,0.6,285]
[3264,4.5,0,0,0.7,285]
[3265,4,0,0,0.8,285]
[3266,3.4,0,0,0.6,284]
[3267,3,0,0,0.5,285]
[3268,2.7,0,0,0.8,284]
[3269,2.6,0,0,0.8,285]
[3270,2.7,31,9,0.5,287]
[3271,3.7,148,91,0.3,279]
[3272,7.3,396,645,0.8,272]
[3273,10.5,584,798,1.8,271]
[3274,12.1,726,830,3.5,274]
[3275,12.5,832,846,4,274]
[3276,14.1,936,896,3,275]
[3277,15.5,964,910,3,262]
[3278,16,924,905,4.4000000000000004,196]
[3279,16.7,782,826,3.9,211]
[3280,16.100000000000001,654,787,3.8,247]
[3281,15.7,493,707,4.0999999999999996,250]
[3282,14.8,234,186,3.4,262]
[3283,13.3,66,10,2,286]
[3284,11.2,21,34,1.3,289]
[3285,8.9,0,0,1.5,286]
[3286,7.4,0,0,0.9,285]
[3287,6.5,0,0,0.7,285]
[3288,6.1,0,0,0.7,288]
[3289,5.5,0,0,0.5,288]
[3290,4.9000000000000004,0,0,0.7,289]
[3291,4.4000000000000004,0,0,0.2,287]
[3292,4,0,0,0.3,287]
[3293,3.9,0,0,0.7,288]
[3294,4.5,34,9,0.5,292]
[3295,5.5,75,4,0.1,298]
[3296,7.1,137,7,0.5,301]
[3297,9.1,266,37,1,298]
[3298,11.1,362,65,1.1000000000000001,298]
[3299,11.6,316,18,1.3,301]
[3300,10.9,218,5,2.8,303]
[3301,10.6,310,11,2.6,300]
[3302,11.5,470,102,1.9,293]
[3303,12,379,56,2.4,296]
[3304,12.4,276,24,2.7,299]
[3305,12.1,210,21,2.2000000000000002,298]
[3306,11.7,167,37,2.5,294]
[3307,10.5,87,29,2,291]
[3308,9.1,23,41,0.8,287]
[3309,6.8,1,0,0.4,285]
[3310,5.3,0,0,0.9,286]
[3311,4.5,0,0,1.2,285]
[3312,4.0999999999999996,0,0,0.8,286]
[3313,3.2,0,0,1.2,282]
[3314,2.5,0,0,0.5,281]
[3315,1.8,0,0,0.6,280]
[3316,1.6,0,0,0.9,279]
[3317,1.3,0,0,0.9,278]
[3318,1.3,41,9,0.3,278]
[3319,2.9,162,124,0.7,273]
[3320,6.3,388,591,0.9,267]
[3321,9.6,600,826,1,265]
[3322,11.2,743,852,1.4,265]
[3323,12.3,857,873,2.1,265]
[3324,13.4,946,902,2.5,264]
[3325,13.9,788,628,3,268]
[3326,13.8,560,216,3.4,271]
[3327,14,481,166,3.5,271]
[3328,14.3,545,475,3.9,263]
[3329,14.2,439,497,3.9,260]
[3330,13.6,273,324,3.5,266]
[3331,12.7,92,34,2.9,282]
[3332,11.1,20,16,2.7,289]
[3333,8.9,1,0,1.6,289]
[3334,7.5,0,0,1.5,289]
[3335,6.8,0,0,0.8,291]
[3336,6.3,0,0,0.4,293]
[3337,6,0,0,0.2,295]
[3338,5.9,0,0,0.4,299]
[3339,5.7,0,0,0.2,301]
[3340,5.2,0,0,0.1,302]
[3341,4.9000000000000004,0,0,0.4,306]
[3342,4.8,24,0,0.9,306]
[3343,5,47,4,2.1,306]
[3344,5.0999999999999996,101,4,2.1,302]
[3345,5.4,215,13,2.2999999999999998,297]
[3346,6.2,437,151,3.1,288]
[3347,7.5,612,358,3.8,283]
[3348,8.5,625,303,4.4000000000000004,286]
[3349,8.1999999999999993,336,16,4.5,301]
[3350,7.6,214,5,3.4,312]
[3351,8.1999999999999993,407,78,2.1,302]
[3352,9.5,476,290,2.1,293]
[3353,9.5,204,17,2.7,309]
[3354,9,123,8,2.5,311]
[3355,8,57,5,3.3,313]
[3356,6.3,5,0,3.2,317]
[3357,5.7,2,0,1.9,317]
[3358,5.4,0,0,1.8,315]
[3359,5.2,0,0,1.7,314]
[3360,4.7,0,0,1.9,312]
[3361,4.5,0,0,1.6,310]
[3362,4.4000000000000004,0,0,0.9,309]
[3363,4.3,0,0,0.7,308]
[3364,4.5999999999999996,0,0,1.2,310]
[3365,4.7,0,0,2.2999999999999998,311]
[3366,4.7,14,0,1.8,311]
[3367,4.7,28,0,1.4,311]
[3368,4.9000000000000004,43,0,1.4,311]
[3369,5.4,120,3,1.3,305]
[3370,6,196,5,2.5,300]
[3371,6.8,229,5,3.2,301]
[3372,8,511,131,3.9,290]
[3373,9,681,392,4.7,280]
[3374,9.4,635,346,4.5,280]
[3375,9.6,491,178,4.5,285]
[3376,9.6,322,50,4.7,292]
[3377,9.3000000000000007,245,41,4.4000000000000004,293]
[3378,9,173,39,4.4000000000000004,294]
[3379,8.1,80,14,5,303]
[3380,7,16,0,4.8,308]
[3381,5.6,0,0,4.9000000000000004,303]
[3382,4.7,0,0,3.2,301]
[3383,4.4000000000000004,0,0,2.4,301]
[3384,4.2,0,0,1.4,299]
[3385,3.8,0,0,0.8,297]
[3386,3.6,0,0,0.7,295]
[3387,3.7,0,0,0.8,297]
[3388,3.8,0,0,1.4,298]
[3389,3.7,0,0,1.9,297]
[3390,3.7,33,8,2.8,297]
[3391,4.0999999999999996,88,7,3,297]
[3392,4.2,128,4,4.0999999999999996,298]
[3393,3.2,93,2,5.7,299]
[3394,2,68,0,6.9,293]
[3395,1.3,58,0,4.3,292]
[3396,1.4,242,6,1.7,283]
[3397,3.2,631,294,2.4,271]
[3398,4.9000000000000004,641,356,4,269]
[3399,5.3,483,165,4.0999999999999996,271]
[3400,6.1,403,143,3.8,275]
[3401,5.8,291,92,3.9,276]
[3402,5,108,5,3.9,285]
[3403,4.2,60,5,4,288]
[3404,3.5,21,8,4.5999999999999996,288]
[3405,3.3,1,0,4.3,287]
[3406,3.1,0,0,3.4,284]
[3407,2.7,0,0,1.3,283]
[3408,2,0,0,0.8,281]
[3409,1.6,0,0,0.9,280]
[3410,1.7,0,0,1.1000000000000001,280]
[3411,1.6,0,0,1.1000000000000001,278]
[3412,1.1000000000000001,0,0,1.4,275]
[3413,0.8,0,0,1.5,273]
[3414,1,52,24,1.2,273]
[3415,1.8,170,134,1.2,268]
[3416,3.3,285,182,1,267]
[3417,4.9000000000000004,393,211,0.9,265]
[3418,6.1,467,195,1.1000000000000001,267]
[3419,7.2,507,166,1.2,271]
[3420,8.5,822,714,2.2999999999999998,262]
[3421,8.6999999999999993,543,159,4.8,275]
[3422,8,254,6,5.5,292]
[3423,8.5,453,123,5.4,284]
[3424,9,500,339,5.6,279]
[3425,8,296,97,7.8,285]
[3426,6.6,138,13,7.6,291]
[3427,5.6,59,5,5.4,296]
[3428,4.5,16,0,3.2,295]
[3429,3.6,1,0,1.4,293]
[3430,2.9,0,0,0.7,291]
[3431,2.2999999999999998,0,0,0.6,287]
[3432,1.4,0,0,0.9,282]
[3433,1.2,0,0,1.5,278]
[3434,0.8,0,0,1.6,275]
[3435,0.5,0,0,1.4,274]
[3436,0.3,0,0,1.3,272]
[3437,-0.1,0,0,1,269]
[3438,0.4,55,32,1.3,269]
[3439,2.2999999999999998,207,297,1.5,257]
[3440,5.4,451,806,1.4,247]
[3441,9.3000000000000007,615,840,0.9,256]
[3442,11.8,740,833,1,235]
[3443,12.6,828,823,1.6,229]
[3444,13.7,889,832,1.7,220]
[3445,13.7,866,773,2.6,229]
[3446,14.4,797,694,3.4,246]
[3447,14.6,770,780,4.0999999999999996,250]
[3448,14.7,691,836,3.9,250]
[3449,14.2,424,416,3.2,264]
[3450,13.6,253,214,1.9,269]
[3451,12.9,95,32,1.3,284]
[3452,11.7,36,72,1.1000000000000001,286]
[3453,9.3000000000000007,3,0,0.4,288]
[3454,7.8,0,0,0.5,287]
[3455,6.7,0,0,0.6,286]
[3456,5.6,0,0,0.3,286]
[3457,4.8,0,0,0.7,285]
[3458,4.5999999999999996,0,0,1.3,284]
[3459,3.9,0,0,0.6,284]
[3460,3.5,0,0,0.4,284]
[3461,3.5,0,0,0.8,284]
[3462,3.7,49,16,0.4,286]
[3463,5,169,126,0.2,282]
[3464,8.1999999999999993,355,412,0.4,281]
[3465,11.6,530,598,0.6,283]
[3466,13.1,665,663,1.3,278]
[3467,13.8,674,484,2.1,281]
[3468,14.5,577,216,1.4,290]
[3469,15.2,536,148,1.7,293]
[3470,15.2,495,122,1.7,295]
[3471,15.3,326,24,1.4,303]
[3472,15.4,261,17,1.7,304]
[3473,14.9,201,15,1.8,306]
[3474,14.1,131,10,2.9,308]
[3475,13.4,102,40,2.7,303]
[3476,12.2,40,99,2.2000000000000002,296]
[3477,9.8000000000000007,7,0,1.5,293]
[3478,8.1,0,0,1.4,292]
[3479,7.2,0,0,1.1000000000000001,292]
[3480,6.3,0,0,0.8,290]
[3481,5.7,0,0,0.6,290]
[3482,5.2,0,0,0.7,288]
[3483,4.8,0,0,0.3,288]
[3484,4.4000000000000004,0,0,0.7,287]
[3485,4.3,0,0,1.1000000000000001,286]
[3486,5.0999999999999996,63,54,1,288]
[3487,6.9,182,169,0.6,288]
[3488,10.1,390,554,0.6,284]
[3489,13.5,571,722,0.7,286]
[3490,15.1,722,795,1.2,287]
[3491,16.5,824,812,1.5,290]
[3492,17.3,917,864,2.2000000000000002,288]
[3493,20.100000000000001,900,825,2.4,299]
[3494,19.5,619,306,2.9,303]
[3495,18.899999999999999,327,25,2.9,316]
[3496,18.600000000000001,306,36,1.9,320]
[3497,18.100000000000001,307,109,2.1,313]
[3498,17,187,51,2.2000000000000002,313]
[3499,15,65,4,0.6,316]
[3500,14.5,28,14,0.6,308]
[3501,12.5,2,0,1.2,301]
[3502,10.4,0,0,1.6,300]
[3503,9.1999999999999993,0,0,1.6,300]
[3504,8.1999999999999993,0,0,1.4,299]
[3505,7.6,0,0,1.1000000000000001,299]
[3506,6.9,0,0,1,298]
[3507,6.4,0,0,0.9,296]
[3508,6,0,0,1,295]
[3509,6.1,0,0,1.5,295]
[3510,6.4,62,45,1.1000000000000001,296]
[3511,8.4,184,171,0.5,296]
[3512,11.4,392,557,1,292]
[3513,13.8,563,694,2.2000000000000002,293]
[3514,15,598,481,3.1,296]
[3515,15.8,588,297,3.5,301]
[3516,16.5,607,261,3.7,303]
[3517,16.8,457,71,4.4000000000000004,312]
[3518,17.100000000000001,469,94,4.3,312]
[3519,17.600000000000001,444,109,3.6,314]
[3520,17.899999999999999,473,264,3.6,308]
[3521,17.399999999999999,339,167,4,310]
[3522,16.2,237,152,3.7,307]
[3523,14.9,97,31,3,312]
[3524,13.5,18,0,2.4,314]
[3525,12.2,2,0,1.5,315]
[3526,10.8,0,0,1.6,317]
[3527,9.6999999999999993,0,0,1.2,317]
[3528,8.6,0,0,0.3,310]
[3529,7.5,0,0,0.6,306]
[3530,7,0,0,0.7,304]
[3531,6.8,0,0,0.9,301]
[3532,7.1,0,0,0.9,301]
[3533,6.7,0,0,0.3,299]
[3534,7.1,70,82,0.5,300]
[3535,8.1,140,47,0.9,304]
[3536,9.6999999999999993,239,78,3.3,306]
[3537,10.199999999999999,418,258,6.2,303]
[3538,11,594,469,6.7,303]
[3539,10.7,427,74,5.9,315]
[3540,9.6999999999999993,150,2,3.8,326]
[3541,9.1,292,8,2.7,317]
[3542,10.3,709,489,3.9,299]
[3543,12.1,757,742,5,293]
[3544,12.3,547,446,5.6,301]
[3545,11.7,257,45,6.1,317]
[3546,11.5,247,176,5.9,311]
[3547,11,157,251,5.9,308]
[3548,9.9,53,189,4.9000000000000004,302]
[3549,9.4,3,0,3.8,307]
[3550,8.9,0,0,2.8,308]
[3551,8.3000000000000007,0,0,2.6,308]
[3552,7.8,0,0,2,308]
[3553,7.4,0,0,2.2000000000000002,310]
[3554,7,0,0,2,310]
[3555,6.6,0,0,0.7,311]
[3556,6.5,0,0,0.6,313]
[3557,6.4,0,0,0.9,315]
[3558,6.6,22,0,0.9,318]
[3559,7.1,74,3,2.4,316]
[3560,7.3,135,6,3.4,313]
[3561,7.9,225,15,4.0999999999999996,311]
[3562,8.6,375,70,4.7,307]
[3563,9.6,660,446,5.5,295]
[3564,10.1,920,863,6,283]
[3565,10.8,951,879,5.8,285]
[3566,10.3,688,440,6.2,294]
[3567,9.8000000000000007,386,55,6.5,305]
[3568,9.3000000000000007,377,98,6.3,304]
[3569,8.1,146,5,5.4,318]
[3570,7.7,48,0,4.3,325]
[3571,7.4,25,0,3.8,324]
[3572,7.2,13,0,3.6,319]
[3573,6.8,1,0,3.3,315]
[3574,6.6,0,0,3.1,315]
[3575,6.2,0,0,3.2,315]
[3576,6,0,0,3.4,313]
[3577,5.9,0,0,3.5,312]
[3578,5.8,0,0,3.1,311]
[3579,5.7,0,0,3.3,311]
[3580,5.6,0,0,3.2,311]
[3581,5.6,0,0,2.9,310]
[3582,5.9,41,7,2.2999999999999998,310]
[3583,6.4,110,13,1.4,308]
[3584,6.9,185,21,2.5,304]
[3585,7.8,325,86,3.1,298]
[3586,9.1999999999999993,581,431,3.1,288]
[3587,10.5,911,910,4.9000000000000004,276]
[3588,12.2,1001,938,5.3,279]
[3589,13.2,1051,971,5.3,277]
[3590,13.7,835,757,5.0999999999999996,286]
[3591,13.3,340,29,4.2,307]
[3592,12.8,231,9,2.7,311]
[3593,12.4,164,5,2,314]
[3594,11.6,127,7,2.8,320]
[3595,10.1,64,4,3.8,324]
[3596,8.3000000000000007,15,0,3.6,321]
[3597,7.7,1,0,1.3,319]
[3598,7.7,0,0,1.4,317]
[3599,7,0,0,1,315]
[3600,6.4,0,0,0.8,311]
[3601,5.4,0,0,0.3,305]
[3602,5,0,0,0.6,303]
[3603,4.4000000000000004,0,0,1,299]
[3604,3.6,0,0,1.5,294]
[3605,3.4,0,0,1.5,291]
[3606,3.6,60,29,1.5,291]
[3607,5.2,199,220,1,287]
[3608,8.4,417,644,0.8,283]
[3609,11,605,798,1.3,284]
[3610,13,759,851,2.6,284]
[3611,14,874,872,3.6,280]
[3612,14.8,914,854,2.8,279]
[3613,15.6,839,708,2.8,283]
[3614,15.9,818,722,3.3,278]
[3615,16,898,933,3.2,267]
[3616,16.399999999999999,715,856,3.4,278]
[3617,15.4,510,679,4.5999999999999996,286]
[3618,12.9,238,141,4.7,304]
[3619,10.4,73,8,2.1,323]
[3620,9.9,12,0,1.3,332]
[3621,9.1999999999999993,1,0,0.8,328]
[3622,7.5,0,0,0.7,317]
[3623,6.1,0,0,0.4,309]
[3624,4.9000000000000004,0,0,0.4,301]
[3625,4.2,0,0,0.6,288]
[3626,3.4,0,0,1.1000000000000001,283]
[3627,2.6,0,0,1.4,279]
[3628,2.4,0,0,1.3,278]
[3629,2.2999999999999998,0,0,0.9,278]
[3630,2.8,63,43,0.6,279]
[3631,5.9,188,170,1.7,283]
[3632,9.4,358,397,2.5,286]
[3633,11.8,546,628,3.3,283]
[3634,14.1,655,621,3.2,287]
[3635,15.4,764,680,2.9,289]
[3636,16.7,760,562,3.6,295]
[3637,17.100000000000001,639,296,4.4000000000000004,301]
[3638,17.600000000000001,610,281,5.0999999999999996,300]
[3639,17.2,484,154,5.6,302]
[3640,16.899999999999999,369,86,4.7,306]
[3641,16.3,273,57,4.5999999999999996,306]
[3642,15.4,152,15,4.3,307]
[3643,14.4,72,8,4.2,309]
[3644,12.8,23,0,3.5,306]
[3645,11.2,3,0,3,303]
[3646,9.6,0,0,3.2,304]
[3647,8.3000000000000007,0,0,2.4,303]
[3648,7.4,0,0,1,302]
[3649,6.6,0,0,0.2,301]
[3650,6,0,0,0.5,300]
[3651,5.3,0,0,0.5,298]
[3652,4.4000000000000004,0,0,0.4,296]
[3653,4.2,0,0,0.1,297]
[3654,4.5,26,0,0.3,300]
[3655,6.1,47,0,0.2,309]
[3656,7.5,120,4,0.4,307]
[3657,9.1,193,6,1.3,310]
[3658,9.8000000000000007,221,7,2.7,313]
[3659,9.6999999999999993,304,13,2.8,311]
[3660,10.4,419,48,2.5,308]
[3661,11.6,515,120,1.6,301]
[3662,12.5,605,271,2.5,295]
[3663,13.4,628,423,3.4,293]
[3664,14,590,548,3.9,289]
[3665,14.3,499,630,3.4,287]
[3666,13.3,266,219,2.2999999999999998,293]
[3667,11.7,108,37,2.5,303]
[3668,10.199999999999999,31,13,4.5999999999999996,312]
[3669,8.8000000000000007,3,0,4.7,315]
[3670,7.7,0,0,2.8,309]
[3671,6.3,0,0,1.3,300]
[3672,5.0999999999999996,0,0,1.6,293]
[3673,3.9,0,0,1.8,287]
[3674,3.6,0,0,1.7,287]
[3675,3.2,0,0,1.6,285]
[3676,2.6,0,0,1.1000000000000001,281]
[3677,2.4,0,0,0.7,280]
[3678,2.7,70,63,0.1,280]
[3679,5.0999999999999996,227,351,0.2,278]
[3680,9.1999999999999993,364,417,0.6,288]
[3681,11.7,549,633,0.6,282]
[3682,13.6,700,731,1.5,278]
[3683,15,856,849,3.1,281]
[3684,15.8,934,871,3.2,281]
[3685,16.600000000000001,918,839,3.1,285]
[3686,17.399999999999999,829,737,2.9,289]
[3687,17.399999999999999,617,396,3.2,294]
[3688,16.899999999999999,407,133,3.4,300]
[3689,16.600000000000001,296,83,2.8,304]
[3690,15.6,225,103,2.6,303]
[3691,13.9,76,8,1,315]
[3692,12.7,32,25,0.9,312]
[3693,11.2,5,0,1.2,311]
[3694,9.8000000000000007,0,0,0.8,310]
[3695,8.6999999999999993,0,0,0.8,308]
[3696,7.4,0,0,1.1000000000000001,303]
[3697,6.7,0,0,1,302]
[3698,6,0,0,0.6,300]
[3699,5.3,0,0,0.6,297]
[3700,4.8,0,0,1.3,293]
[3701,5,0,0,1.4,293]
[3702,5.6,61,28,1.3,295]
[3703,7.4,199,207,0.9,289]
[3704,10.9,386,503,0.8,289]
[3705,13.9,575,709,0.9,289]
[3706,16.8,769,860,1,288]
[3707,18.5,904,898,2,282]
[3708,19,946,882,2.2000000000000002,280]
[3709,19.600000000000001,938,861,2.4,283]
[3710,19.8,889,839,2.6,287]
[3711,20.100000000000001,644,456,1.4,299]
[3712,20.2,496,298,1.5,304]
[3713,19.899999999999999,438,413,2.2999999999999998,305]
[3714,18.3,142,10,2.2000000000000002,325]
[3715,16.8,103,28,2.4,318]
[3716,14.7,31,12,2.7,311]
[3717,12,3,0,1.3,307]
[3718,11,0,0,1.1000000000000001,306]
[3719,9.9,0,0,0.9,305]
[3720,8.9,0,0,1.1000000000000001,304]
[3721,8.1,0,0,1.3,302]
[3722,7.7,0,0,1.7,301]
[3723,7.2,0,0,2.2000000000000002,299]
[3724,6.9,0,0,2.1,298]
[3725,6.7,0,0,1.3,297]
[3726,6.9,67,48,0.9,297]
[3727,9.1999999999999993,216,284,0.7,296]
[3728,11.8,362,405,0.1,299]
[3729,15.3,554,644,0.5,301]
[3730,18.2,688,699,1.1000000000000001,307]
[3731,19.3,710,550,2.6,311]
[3732,19.5,659,346,3.7,314]
[3733,19.7,631,278,2.6,314]
[3734,20.5,744,552,2.1,311]
[3735,20.9,826,849,3.5,306]
[3736,20.7,619,620,3.4,315]
[3737,19.899999999999999,437,407,3.1,317]
[3738,19.100000000000001,264,201,3.2,321]
[3739,17.3,107,32,3,327]
[3740,15,36,23,1.8,317]
[3741,13.4,3,0,1.2,312]
[3742,11.9,0,0,1.1000000000000001,312]
[3743,11.1,0,0,0.9,313]
[3744,10.3,0,0,1,316]
[3745,9.6,0,0,1.3,321]
[3746,9.3000000000000007,0,0,1.7,326]
[3747,8.9,0,0,1.1000000000000001,326]
[3748,8.9,0,0,0.6,327]
[3749,8.9,0,0,1.3,326]
[3750,8.8000000000000007,34,7,1.3,323]
[3751,9.8000000000000007,146,48,1.4,314]
[3752,11.5,283,152,1.8,306]
[3753,12.4,178,5,1.2,322]
[3754,10.8,49,0,2.8,332]
[3755,8.1999999999999993,42,0,3.9,327]
[3756,7.8,80,0,2.9,325]
[3757,8.5,119,1,2.4,328]
[3758,8.6999999999999993,145,2,2.2000000000000002,327]
[3759,9.3000000000000007,197,4,0.9,324]
[3760,9.6,138,3,1,325]
[3761,9.6999999999999993,159,5,1.2,323]
[3762,10.1,163,19,0.8,319]
[3763,9.8000000000000007,71,4,0.3,325]
[3764,9.1999999999999993,17,0,1,331]
[3765,8.4,3,0,1.6,327]
[3766,7.9,0,0,0.9,324]
[3767,7.5,0,0,0.9,320]
[3768,7,0,0,1,316]
[3769,6.6,0,0,1.1000000000000001,312]
[3770,6.3,0,0,0.5,310]
[3771,5.7,0,0,0.7,308]
[3772,4.8,0,0,1.1000000000000001,302]
[3773,4.0999999999999996,0,0,1.5,295]
[3774,4.0999999999999996,62,27,1.8,293]
[3775,5.8,228,344,1.4,286]
[3776,8.6,415,617,1.5,286]
[3777,10.7,607,790,1.1000000000000001,280]
[3778,12.8,821,917,0.9,271]
[3779,14.7,926,918,1.2,265]
[3780,15.7,1013,942,2.1,256]
[3781,17.3,1044,956,3.5,254]
[3782,18.399999999999999,969,916,4,265]
[3783,18.8,873,897,4.2,266]
[3784,19.2,707,827,3.9,269]
[3785,18.899999999999999,524,692,3,281]
[3786,18,311,368,3.3,296]
[3787,14.8,105,28,2.6,309]
[3788,12.9,16,0,1,317]
[3789,11.4,2,0,0.8,312]
[3790,10.199999999999999,0,0,1.6,311]
[3791,8.9,0,0,2.2000000000000002,309]
[3792,7.8,0,0,1.2,306]
[3793,6.8,0,0,0.6,300]
[3794,6.3,0,0,1.3,299]
[3795,5.4,0,0,2.2000000000000002,294]
[3796,4.7,0,0,2.2999999999999998,289]
[3797,5.0999999999999996,0,0,2.1,290]
[3798,6.1,65,34,1.7,291]
[3799,8.1999999999999993,234,375,1.4,282]
[3800,11,428,667,0.5,282]
[3801,14.5,613,804,0.6,286]
[3802,18.7,818,912,0.4,281]
[3803,20.3,915,906,1.6,267]
[3804,21.3,990,920,3.8,268]
[3805,21.6,1031,943,4.2,262]
[3806,21.8,950,897,4,253]
[3807,22.4,876,899,3.4,237]
[3808,23.1,726,857,3.1,277]
[3809,22.1,530,708,2.9,281]
[3810,21.1,327,434,3.2,293]
[3811,18.600000000000001,110,32,1.7,316]
[3812,16.600000000000001,18,0,0.5,322]
[3813,14.2,2,0,0.9,313]
[3814,11.9,0,0,2,308]
[3815,10.8,0,0,1.1000000000000001,310]
[3816,9.9,0,0,0.4,310]
[3817,8.8000000000000007,0,0,0.3,309]
[3818,7.6,0,0,0,305]
[3819,7.4,0,0,0.3,304]
[3820,6.9,0,0,0.2,302]
[3821,7.1,0,0,0.4,304]
[3822,7.6,64,34,0.4,306]
[3823,10.1,214,266,1,302]
[3824,12.7,355,371,2.2999999999999998,305]
[3825,15.1,509,499,3.8,311]
[3826,15.6,614,505,6.6,316]
[3827,13.8,503,151,8.3000000000000007,322]
[3828,12.1,249,6,7.1,331]
[3829,13.5,449,61,4.2,327]
[3830,16.5,719,491,3,320]
[3831,17,646,453,4.5,319]
[3832,18,640,666,4.4000000000000004,317]
[3833,17.8,413,321,4.0999999999999996,323]
[3834,16.5,261,182,4.0999999999999996,322]
[3835,15.2,104,24,4,328]
[3836,14.4,15,0,2.7,336]
[3837,12.3,2,0,1.1000000000000001,330]
[3838,10.6,0,0,2.2000000000000002,328]
[3839,9.3000000000000007,0,0,2.7,330]
[3840,8.6,0,0,1.4,326]
[3841,7.8,0,0,1.3,322]
[3842,7.3,0,0,1.4,318]
[3843,6.7,0,0,1.1000000000000001,316]
[3844,6,0,0,1.2,311]
[3845,5.6,0,0,1.5,308]
[3846,5.8,41,7,1.7,308]
[3847,7.3,113,13,1.2,309]
[3848,9.6,247,82,0.8,308]
[3849,11.3,260,27,2.9,316]
[3850,11.9,366,60,5.2,313]
[3851,13.5,704,533,4.7,300]
[3852,15.2,564,186,3.3,308]
[3853,15.5,442,57,3.1,313]
[3854,16.3,731,516,4.9000000000000004,303]
[3855,16.899999999999999,512,186,5.8,314]
[3856,14.1,185,4,6.2,326]
[3857,10.5,37,0,4.9000000000000004,331]
[3858,9.3000000000000007,75,2,2.4,329]
[3859,9.4,71,4,1.6,327]
[3860,8.8000000000000007,22,0,0.8,326]
[3861,7.8,3,0,1,322]
[3862,6.5,0,0,0.8,316]
[3863,5.4,0,0,0.6,310]
[3864,5.3,0,0,0.6,310]
[3865,4.7,0,0,0.4,305]
[3866,4.4000000000000004,0,0,0.3,304]
[3867,4.4000000000000004,0,0,0.3,303]
[3868,4.3,0,0,0.5,303]
[3869,4.2,0,0,0.4,302]
[3870,5.4,40,7,0.7,307]
[3871,6.7,149,54,1,302]
[3872,9,340,316,0.8,296]
[3873,10.7,506,489,2.6,293]
[3874,11.2,626,535,4.5,288]
[3875,11.9,885,875,4.3,276]
[3876,12.9,910,840,4.3,279]
[3877,13.5,792,595,3.9,283]
[3878,13.7,807,682,3.7,277]
[3879,14.6,839,857,4.3,275]
[3880,14.3,671,740,4.8,280]
[3881,13.9,494,578,5.5,280]
[3882,13.4,338,470,5.0999999999999996,281]
[3883,12.2,140,97,4.7,294]
[3884,11,35,10,4,306]
[3885,9.6,5,0,3.2,311]
[3886,8.5,0,0,2.1,310]
[3887,7.1,0,0,0.6,303]
[3888,6.5,0,0,0.4,300]
[3889,5.2,0,0,0.5,295]
[3890,3.9,0,0,0.4,289]
[3891,3.5,0,0,0.8,287]
[3892,3.1,0,0,0.9,285]
[3893,2.8,0,0,0.9,282]
[3894,3.4,69,47,0.5,284]
[3895,5.9,218,284,0,283]
[3896,9.3000000000000007,374,442,0.5,289]
[3897,11.7,583,724,1.9,280]
[3898,13.2,795,885,3.5,273]
[3899,14,898,888,3.1,272]
[3900,14.9,956,886,3,274]
[3901,15.5,1071,977,2.9,270]
[3902,16.100000000000001,964,908,2.8,276]
[3903,16.399999999999999,866,885,3.4,281]
[3904,16,717,836,3.3,283]
[3905,15.9,474,508,3.3,294]
[3906,14.7,281,237,3,298]
[3907,12.9,118,42,3.1,306]
[3908,11.6,24,0,3.5,320]
[3909,10.8,4,0,3.7,324]
[3910,9.8000000000000007,0,0,2,321]
[3911,8.4,0,0,0.5,315]
[3912,7.6,0,0,0.3,313]
[3913,6.8,0,0,0.3,311]
[3914,6.4,0,0,0.3,310]
[3915,6,0,0,0.7,308]
[3916,5.7,0,0,1,306]
[3917,6.3,0,0,1.1000000000000001,308]
[3918,7.1,40,7,1.7,308]
[3919,8.8000000000000007,59,3,2.1,314]
[3920,9.3000000000000007,128,4,1.8,309]
[3921,9.5,295,51,2.6,302]
[3922,10.1,434,132,4.8,302]
[3923,10.5,602,311,5.7,292]
[3924,10.3,542,156,7.6,299]
[3925,8.6,336,14,7,307]
[3926,6.5,208,3,5.9,307]
[3927,6.2,259,7,5.3,306]
[3928,6.2,241,10,4.7,308]
[3929,6.2,109,2,4.0999999999999996,314]
[3930,5.8,45,0,3.5,316]
[3931,5.6,32,0,3.5,315]
[3932,5.9,20,0,3.6,313]
[3933,5.8,3,0,4.0999999999999996,314]
[3934,5.3,0,0,4.2,314]
[3935,5.0999999999999996,0,0,3.8,313]
[3936,5,0,0,3.2,312]
[3937,5,0,0,2.7,312]
[3938,4.9000000000000004,0,0,3.1,314]
[3939,4.9000000000000004,0,0,3.4,314]
[3940,5,0,0,3.1,314]
[3941,4.5,0,0,2.5,312]
[3942,4.3,7,0,2.4,312]
[3943,4.5,21,0,3.3,310]
[3944,5,46,0,4.5,309]
[3945,4.9000000000000004,78,2,4.9000000000000004,306]
[3946,5.0999999999999996,114,1,4.5999999999999996,303]
[3947,5.0999999999999996,97,1,4.0999999999999996,304]
[3948,5.2,87,1,4,305]
[3949,4.8,92,1,4.0999999999999996,303]
[3950,4.8,93,1,3.7,305]
[3951,4.5999999999999996,134,2,4.0999999999999996,302]
[3952,5.2,167,4,4.5,301]
[3953,5.7,137,3,4,302]
[3954,6.2,117,5,3.6,300]
[3955,6.2,74,4,3,299]
[3956,5.3,14,0,1.4,305]
[3957,4.3,2,0,0.5,303]
[3958,4,0,0,0.9,303]
[3959,3.9,0,0,2.5,303]
[3960,3.8,0,0,3.5,303]
[3961,3.8,0,0,3.3,302]
[3962,3.7,0,0,3.8,301]
[3963,3.5,0,0,4.0999999999999996,301]
[3964,3.2,0,0,4.3,300]
[3965,3,0,0,4.4000000000000004,298]
[3966,2.9,24,0,5,297]
[3967,3.1,46,0,4.8,297]
[3968,3.1,86,2,4.5,294]
[3969,3.5,148,3,4.2,290]
[3970,3.4,171,4,4.8,292]
[3971,2.8,287,11,6.3,283]
[3972,3.7,453,69,6.4,275]
[3973,3.6,353,19,5.9,281]
[3974,2.2999999999999998,300,10,5.5,278]
[3975,3,244,6,4.7,280]
[3976,4.2,400,113,5.0999999999999996,268]
[3977,4.3,255,36,5.7,270]
[3978,3.7,156,14,6,275]
[3979,2.6,69,4,5.5,277]
[3980,1.7,18,0,5,281]
[3981,1.1000000000000001,3,0,3.4,284]
[3982,0.9,0,0,2.8,286]
[3983,0.9,0,0,3.6,288]
[3984,0.8,0,0,4,290]
[3985,0.8,0,0,4,289]
[3986,0.7,0,0,4.3,288]
[3987,0.7,0,0,3.9,288]
[3988,0.6,0,0,3.8,287]
[3989,0.5,0,0,3.8,287]
[3990,0.3,19,0,3.9,286]
[3991,0.2,50,3,2.9,284]
[3992,0.5,83,2,3,284]
[3993,0.7,112,2,3.8,283]
[3994,0.8,237,8,4,273]
[3995,1.2,427,71,3.9,261]
[3996,1.4,410,42,4.2,263]
[3997,1.4,342,15,4.5999999999999996,266]
[3998,1.6,403,42,4.5,264]
[3999,2.2000000000000002,441,95,3.9,256]
[4000,2.1,269,17,4.3,262]
[4001,2,180,7,4.9000000000000004,269]
[4002,1.8,135,7,4.5999999999999996,271]
[4003,1.8,94,11,4.0999999999999996,268]
[4004,1.5,36,10,3.3,267]
[4005,1,4,0,2.2000000000000002,268]
[4006,0.6,0,0,1.1000000000000001,269]
[4007,0.1,0,0,0.5,268]
[4008,0,0,0,0.5,268]
[4009,-0.2,0,0,0.9,268]
[4010,-0.5,0,0,1.3,264]
[4011,-0.8,0,0,1.5,262]
[4012,-1.7,0,0,1,258]
[4013,-1.1000000000000001,0,0,0.5,260]
[4014,-0.3,75,67,0.3,260]
[4015,0.4,194,179,0.2,252]
[4016,1.5,321,255,0.4,244]
[4017,3.4,456,341,1.2,236]
[4018,4.7,569,391,2.9,237]
[4019,6.5,713,554,4.4000000000000004,239]
[4020,7.4,835,711,4.7,237]
[4021,8,680,360,5,246]
[4022,8.3000000000000007,556,184,5.2,255]
[4023,8.3000000000000007,538,224,5.3,258]
[4024,7.3,447,183,6.5,262]
[4025,6.3,271,48,7.4,275]
[4026,4.4000000000000004,163,16,6.7,278]
[4027,3.8,78,8,5.7,283]
[4028,3,27,0,5.4,283]
[4029,2.2999999999999998,6,0,4.5999999999999996,281]
[4030,1.9,0,0,4.5999999999999996,282]
[4031,1.5,0,0,4.3,283]
[4032,1.4,0,0,3.8,283]
[4033,1.3,0,0,3.5,283]
[4034,1.3,0,0,3.6,284]
[4035,1.2,0,0,3.9,283]
[4036,1.1000000000000001,0,0,4.0999999999999996,284]
[4037,1.1000000000000001,0,0,4.4000000000000004,285]
[4038,1,37,7,4.7,287]
[4039,1.3,131,29,4.9000000000000004,279]
[4040,1.6,325,267,5.0999999999999996,264]
[4041,2.7,471,385,5.3,259]
[4042,3.8,422,117,5.2,269]
[4043,4.8,430,73,5.8,271]
[4044,5.9,379,29,5.4,279]
[4045,6.5,384,28,5.4,281]
[4046,7.3,463,81,5.9,277]
[4047,8.5,446,100,7.3,281]
[4048,9.1999999999999993,391,102,7.2,282]
[4049,9.1,334,127,6.6,282]
[4050,8.4,181,28,6.3,290]
[4051,6.9,95,11,6.2,293]
[4052,5.5,34,10,5.2,293]
[4053,4,5,0,5,289]
[4054,3.5,0,0,4.8,287]
[4055,3.4,0,0,5.2,286]
[4056,3.3,0,0,5.2,285]
[4057,2.7,0,0,3.1,282]
[4058,2.5,0,0,0.7,282]
[4059,2.5,0,0,0.7,281]
[4060,2.2000000000000002,0,0,1.9,279]
[4061,2,0,0,3.3,278]
[4062,2.1,73,60,3.2,277]
[4063,3.3,239,399,1.5,267]
[4064,6.4,397,539,0.8,271]
[4065,8.6999999999999993,593,754,2,269]
[4066,10,756,837,3.9,268]
[4067,10.5,697,517,4.5999999999999996,274]
[4068,11.3,668,359,4.7,277]
[4069,12,753,508,5.6,275]
[4070,12.4,621,288,6.3,284]
[4071,12.6,600,341,6,287]
[4072,12.5,466,216,6.1,293]
[4073,11.4,215,15,6.1,306]
[4074,10.3,101,5,6,317]
[4075,8.5,33,0,4.7,324]
[4076,7.1,8,0,3.8,324]
[4077,6.6,0,0,3.5,322]
[4078,6.3,0,0,3.7,319]
[4079,6,0,0,3.7,317]
[4080,5.8,0,0,3.7,315]
[4081,5.5,0,0,3.7,312]
[4082,5.6,0,0,3.3,310]
[4083,4.8,0,0,2.5,305]
[4084,4,0,0,1.4,300]
[4085,3.5,0,0,0.7,297]
[4086,3.7,51,13,0.6,296]
[4087,5.4,200,205,2,287]
[4088,8,420,637,2.8,282]
[4089,10.199999999999999,580,719,2.8,282]
[4090,10.9,576,410,3.1,291]
[4091,11.3,597,302,4.3,296]
[4092,12,624,278,4.7,295]
[4093,12.2,401,35,4.5999999999999996,307]
[4094,12.2,277,7,4.4000000000000004,314]
[4095,12.1,290,12,4.5,316]
[4096,12.1,293,25,3.9,316]
[4097,11.5,176,7,2.4,317]
[4098,10.6,82,2,1.2,323]
[4099,9.4,77,7,1.3,319]
[4100,9.5,38,9,3.1,323]
[4101,9.1,5,0,3.6,324]
[4102,8.3000000000000007,0,0,1,317]
[4103,7.7,0,0,0.6,315]
[4104,7.8,0,0,0.7,315]
[4105,7.8,0,0,1,316]
[4106,7.5,0,0,1.5,315]
[4107,7.4,0,0,1.5,315]
[4108,7.1,0,0,1.7,314]
[4109,6.6,0,0,0.8,311]
[4110,6.6,48,7,0.9,311]
[4111,8.1,190,167,1.2,300]
[4112,10.199999999999999,323,264,1.9,298]
[4113,11.5,481,416,2.2000000000000002,287]
[4114,13,787,877,2.2999999999999998,270]
[4115,13.3,693,508,3.3,275]
[4116,13.7,850,740,3.9,264]
[4117,14.4,812,634,3.6,265]
[4118,14.8,488,103,3.4,282]
[4119,15.1,461,114,3.5,280]
[4120,14.5,345,56,3.4,298]
[4121,13.4,330,118,4.8,306]
[4122,12.3,232,95,4.2,306]
[4123,11.4,99,15,2.8,314]
[4124,9.4,12,0,1.7,323]
[4125,8.6,3,0,0.6,326]
[4126,7.6,0,0,1.7,324]
[4127,7.5,0,0,2.4,324]
[4128,7,0,0,1.5,322]
[4129,6.7,0,0,2,320]
[4130,6.2,0,0,0.7,317]
[4131,5.5,0,0,0.6,315]
[4132,4.5999999999999996,0,0,0.7,310]
[4133,4.9000000000000004,0,0,0.4,310]
[4134,5.9,28,0,0.4,314]
[4135,6.6,98,6,1.3,310]
[4136,7.5,203,32,3.4,309]
[4137,8.1,279,40,4.2,309]
[4138,9.3000000000000007,651,604,4.5,292]
[4139,10.5,907,897,5.9,284]
[4140,11.2,861,761,6.4,291]
[4141,11.8,983,895,6.5,286]
[4142,12.5,921,863,6.8,287]
[4143,13.2,799,786,5.6,291]
[4144,13.1,533,360,4.8,301]
[4145,11.6,211,14,4.5,319]
[4146,9.6999999999999993,39,0,3.6,333]
[4147,9.1999999999999993,45,4,2,331]
[4148,9,27,0,1.5,326]
[4149,8.4,4,0,1.2,323]
[4150,7.8,0,0,0.7,321]
[4151,7.7,0,0,0.7,320]
[4152,7.7,0,0,0.8,319]
[4153,7.6,0,0,0.7,318]
[4154,7.2,0,0,0.7,315]
[4155,6.8,0,0,0.8,313]
[4156,6.1,0,0,1.1000000000000001,308]
[4157,4.7,0,0,1.4,301]
[4158,4.5999999999999996,58,20,1.1000000000000001,299]
[4159,6.4,223,322,0.8,291]
[4160,9,393,531,0.8,291]
[4161,11.1,588,746,0.7,286]
[4162,12.6,734,802,1.7,283]
[4163,13.7,773,693,3,289]
[4164,15.1,879,793,2.5,292]
[4165,15.8,748,498,1.5,300]
[4166,15.4,479,95,2.4,312]
[4167,15.7,477,134,3.6,311]
[4168,14.9,317,36,3.8,318]
[4169,13.1,124,3,2.7,329]
[4170,13.6,212,60,1.6,314]
[4171,13,173,208,2.2000000000000002,302]
[4172,9.9,14,0,4.4000000000000004,322]
[4173,9,0,0,3.8,324]
[4174,8.1,0,0,2.7,322]
[4175,7.2,0,0,2.1,318]
[4176,7,0,0,1.5,316]
[4177,6.8,0,0,1.9,314]
[4178,6.1,0,0,1.8,310]
[4179,5.7,0,0,1.6,304]
[4180,5.6,0,0,2.2000000000000002,301]
[4181,6.1,0,0,1.6,303]
[4182,6.4,66,41,0.8,303]
[4183,7.9,222,316,1.2,293]
[4184,10.6,382,487,0.8,294]
[4185,12.8,567,687,1.3,290]
[4186,13.8,739,811,3.2,287]
[4187,15.1,869,861,3.8,290]
[4188,16,783,602,3.4,300]
[4189,16.600000000000001,571,182,3.7,315]
[4190,15.3,460,79,4,314]
[4191,12.4,315,18,3.5,316]
[4192,11.4,242,10,2.8,323]
[4193,11.7,122,3,2,334]
[4194,11.3,60,2,2.9,339]
[4195,11,26,0,4.9000000000000004,336]
[4196,10.5,19,0,3.8,333]
[4197,10,2,0,1.9,330]
[4198,9.4,0,0,1.9,321]
[4199,7.9,0,0,1.5,318]
[4200,6.9,0,0,1.3,314]
[4201,6.7,0,0,1.7,312]
[4202,6.4,0,0,1.5,309]
[4203,6.1,0,0,1.2,307]
[4204,5.7,0,0,1.2,303]
[4205,4.5999999999999996,0,0,1.3,295]
[4206,5.4,66,41,1.4,297]
[4207,7.2,202,223,1.6,292]
[4208,10.3,351,367,0.7,296]
[4209,12.3,559,665,0.8,287]
[4210,15,685,694,2.5,290]
[4211,15.6,724,584,2.8,293]
[4212,15.7,587,220,3.4,303]
[4213,15.8,405,37,3.7,314]
[4214,16.5,518,136,4.2,312]
[4215,17.8,551,244,3.2,310]
[4216,18.100000000000001,377,85,1.9,312]
[4217,17.7,275,49,2.7,316]
[4218,16.2,130,7,3.7,325]
[4219,14.5,89,7,3.6,328]
[4220,11.8,15,0,2.5,337]
[4221,10.7,2,0,2.6,338]
[4222,10.4,0,0,4,337]
[4223,10.1,0,0,3.3,335]
[4224,9.5,0,0,0.7,331]
[4225,8.9,0,0,1,327]
[4226,8.4,0,0,1.5,323]
[4227,7.9,0,0,1.9,317]
[4228,7,0,0,1.8,311]
[4229,6.6,0,0,1.2,307]
[4230,6.6,55,14,1.6,305]
[4231,8,169,104,1.5,302]
[4232,10.6,343,340,0.9,299]
[4233,13.2,536,595,0.6,296]
[4234,16,746,826,1.4,295]
[4235,17.100000000000001,802,756,2.7,296]
[4236,16.399999999999999,521,132,3.5,311]
[4237,16.399999999999999,468,74,3.9,318]
[4238,17.5,634,311,4,313]
[4239,17.899999999999999,423,76,4.8,325]
[4240,17.2,395,104,5.6,324]
[4241,13.6,254,32,6.9,324]
[4242,11.6,126,7,7.5,330]
[4243,11.5,54,4,4.4000000000000004,334]
[4244,11.2,30,9,2.2999999999999998,330]
[4245,10.4,5,0,0.2,328]
[4246,9.1999999999999993,0,0,0.7,324]
[4247,8.6,0,0,0.9,321]
[4248,8.1,0,0,1,318]
[4249,7.8,0,0,0.5,318]
[4250,8,0,0,0.6,319]
[4251,8.3000000000000007,0,0,0.5,321]
[4252,8.1999999999999993,0,0,0.4,322]
[4253,8.1999999999999993,0,0,0.6,322]
[4254,8.1,25,0,0.7,322]
[4255,9.1,81,3,0.9,321]
[4256,10.6,251,94,1.2,310]
[4257,12.1,349,118,2.6,308]
[4258,12.6,307,25,3.7,319]
[4259,11.4,186,4,4.3,328]
[4260,10.7,164,2,3.6,332]
[4261,9.8000000000000007,136,1,1.6,336]
[4262,10.199999999999999,143,2,1.2,337]
[4263,10,154,2,2.2999999999999998,336]
[4264,10,177,4,2.7,332]
[4265,9.9,85,2,2.1,337]
[4266,9.5,68,2,1.9,335]
[4267,9,39,0,4.2,333]
[4268,8.5,10,0,4.3,336]
[4269,8.1999999999999993,1,0,3.6,334]
[4270,8,0,0,3.3,329]
[4271,7.7,0,0,2.7,326]
[4272,7.4,0,0,1.9,324]
[4273,7.2,0,0,2.6,322]
[4274,7.1,0,0,1.4,321]
[4275,7,0,0,1,320]
[4276,7,0,0,1.8,318]
[4277,6.8,0,0,1.1000000000000001,315]
[4278,6.9,43,7,0.5,314]
[4279,7.5,101,10,1.8,315]
[4280,7.7,120,4,4.4000000000000004,320]
[4281,8,116,2,4.5999999999999996,322]
[4282,8.6999999999999993,175,4,4.0999999999999996,317]
[4283,8.6999999999999993,205,4,4.2,317]
[4284,8.6999999999999993,229,4,5.5,319]
[4285,8.6,230,4,5.8,322]
[4286,7.9,235,4,5.0999999999999996,319]
[4287,8.4,303,15,5.4,314]
[4288,9.1,285,21,5.8,311]
[4289,9,246,29,5.7,310]
[4290,8.1999999999999993,133,7,5,315]
[4291,7.3,91,11,4.5,310]
[4292,6.6,44,28,4.3,305]
[4293,5.5,4,0,4.4000000000000004,301]
[4294,4.0999999999999996,0,0,2.9,294]
[4295,3.4,0,0,1,289]
[4296,2.4,0,0,0.6,283]
[4297,2.4,0,0,0.9,284]
[4298,2.2000000000000002,0,0,2,281]
[4299,2,0,0,1.2,280]
[4300,2.1,0,0,1,281]
[4301,1.9,0,0,1,282]
[4302,1.9,56,21,1,282]
[4303,2.5,209,268,1.3,269]
[4304,5.7,360,413,1.6,275]
[4305,8.4,561,680,2,275]
[4306,10.1,777,871,3.9,267]
[4307,10.9,893,887,5.3,263]
[4308,11.8,953,885,5.3,250]
[4309,12.4,976,889,5.6,245]
[4310,13.1,929,871,5.8,245]
[4311,13.7,833,841,5,248]
[4312,14.2,663,701,4.9000000000000004,247]
[4313,13.8,489,533,5,258]
[4314,12.7,310,316,5.0999999999999996,284]
[4315,11,122,41,5.4,307]
[4316,9.6999999999999993,29,9,5.9,320]
[4317,8.6999999999999993,4,0,4.9000000000000004,319]
[4318,7.6,0,0,3.7,315]
[4319,6.5,0,0,2.2999999999999998,310]
[4320,5.0999999999999996,0,0,1.8,301]
[4321,4.2,0,0,1.4,296]
[4322,4.4000000000000004,0,0,1.3,295]
[4323,4.5,0,0,1.5,295]
[4324,4,0,0,1.6,292]
[4325,3.2,0,0,1.2,289]
[4326,3.3,53,14,1,289]
[4327,5.2,161,89,0.8,288]
[4328,8.3000000000000007,313,247,0.8,291]
[4329,10.4,451,344,2.5,294]
[4330,10.8,416,114,5.3,303]
[4331,10.9,370,36,6.1,311]
[4332,12.3,742,518,5.0999999999999996,296]
[4333,14.6,853,720,5,297]
[4334,15.9,845,751,6,302]
[4335,16.2,674,505,4.9000000000000004,310]
[4336,16.100000000000001,636,632,3,302]
[4337,15.3,526,656,4.3,302]
[4338,13.1,332,403,7.8,310]
[4339,11.1,129,55,9.3000000000000007,321]
[4340,10,28,0,6.9,330]
[4341,9.1999999999999993,3,0,5.2,327]
[4342,8.3000000000000007,0,0,3.9,321]
[4343,7.2,0,0,1.1000000000000001,314]
[4344,6,0,0,0.7,304]
[4345,5.6,0,0,0.8,294]
[4346,3.8,0,0,0.3,285]
[4347,3,0,0,0.6,282]
[4348,0.9,0,0,0.7,272]
[4349,0.7,0,0,0.6,272]
[4350,2.5,67,57,1,280]
[4351,3.5,235,422,1.1000000000000001,268]
[4352,6.4,409,623,0.9,272]
[4353,10,577,733,2,278]
[4354,11.5,746,833,4.2,275]
[4355,12.8,840,828,5,273]
[4356,13.5,959,891,5.6,272]
[4357,13.8,1036,945,6.1,269]
[4358,14.5,865,789,5.6,278]
[4359,14.6,634,413,5.9,287]
[4360,14.7,487,256,5.6,293]
[4361,14.5,348,148,5.5,298]
[4362,13.9,185,30,4.0999999999999996,305]
[4363,12.8,104,19,3.5,305]
[4364,11.8,23,0,2.5,316]
[4365,10.6,5,0,0.7,315]
[4366,9.3000000000000007,0,0,0.4,310]
[4367,8.6,0,0,0.2,308]
[4368,8,0,0,0.3,307]
[4369,6.1,0,0,0.8,298]
[4370,5.9,0,0,1.4,296]
[4371,5.6,0,0,1.5,294]
[4372,5.0999999999999996,0,0,1.4,290]
[4373,5.2,0,0,1,289]
[4374,5.3,70,72,0.7,288]
[4375,8.1999999999999993,246,497,0.4,288]
[4376,11.6,412,640,0.4,295]
[4377,15.2,565,700,0.7,300]
[4378,17.7,715,775,1.4,296]
[4379,18.399999999999999,809,777,2.8,281]
[4380,19.2,930,865,3,278]
[4381,20.5,776,563,2.2000000000000002,289]
[4382,19.600000000000001,551,179,3.9,296]
[4383,19.8,525,202,5,299]
[4384,20.2,455,195,4.3,301]
[4385,19.899999999999999,313,92,2.7,305]
[4386,19.100000000000001,238,104,2.9,308]
[4387,18.100000000000001,157,137,2.7,313]
[4388,16.8,31,9,2.1,326]
[4389,14.6,5,0,2.2999999999999998,326]
[4390,13.4,0,0,1.8,327]
[4391,12.8,0,0,1.8,326]
[4392,13.3,0,0,3.1,329]
[4393,13.2,0,0,3.2,331]
[4394,12.4,0,0,2.2000000000000002,331]
[4395,12.1,0,0,1.6,331]
[4396,11.9,0,0,2,332]
[4397,11.8,0,0,2.2999999999999998,335]
[4398,11.5,15,0,1.2,338]
[4399,11.9,65,3,0.9,336]
[4400,12.6,211,43,1.6,326]
[4401,15,428,289,3.3,320]
[4402,17.7,705,756,4,310]
[4403,18.8,771,700,5.4,310]
[4404,19.7,795,637,5.2,313]
[4405,20.399999999999999,756,520,3.9,318]
[4406,21.7,588,234,2.9,330]
[4407,21.4,415,70,3,335]
[4408,19.2,225,7,3.6,339]
[4409,17.100000000000001,187,9,5.7,345]
[4410,14.3,127,7,6.8,342]
[4411,13.7,80,7,4.8,341]
[4412,13.6,29,9,1.1000000000000001,342]
[4413,13.2,3,0,0.7,343]
[4414,12.7,0,0,0.6,343]
[4415,12.5,0,0,0.5,342]
[4416,12.3,0,0,0.4,338]
[4417,12.2,0,0,0.6,333]
[4418,11.9,0,0,0.7,330]
[4419,11.7,0,0,0.5,329]
[4420,11.8,0,0,1.6,330]
[4421,11.8,0,0,4.0999999999999996,331]
[4422,11.2,41,7,7.9,333]
[4423,9.1,68,3,9.4,327]
[4424,4.7,36,0,10.1,307]
[4425,4,150,5,5.5,295]
[4426,5.7,303,26,3.6,298]
[4427,7.2,423,72,5.2,299]
[4428,9,500,113,5.0999999999999996,301]
[4429,10.7,685,375,5.3,295]
[4430,11.7,811,687,5.8,286]
[4431,12.5,781,753,5.7,281]
[4432,13.1,732,848,5.3,278]
[4433,13.3,538,696,5.2,281]
[4434,12.6,359,527,5.4,287]
[4435,11.3,152,119,5.5,302]
[4436,10.6,19,0,5.8,322]
[4437,9.8000000000000007,3,0,4.2,320]
[4438,8.3000000000000007,0,0,1.9,316]
[4439,6.1,0,0,1.2,305]
[4440,5.8,0,0,1.8,304]
[4441,5.7,0,0,1.3,302]
[4442,4.9000000000000004,0,0,1.3,295]
[4443,3.8,0,0,1.2,289]
[4444,3.7,0,0,1.3,287]
[4445,3.6,0,0,1.2,285]
[4446,4.2,75,112,1.2,285]
[4447,6.1,214,323,0.6,285]
[4448,9.6,332,326,1.2,295]
[4449,12,479,439,3.9,297]
[4450,13.6,721,794,5.6,289]
[4451,15.1,879,878,6.4,286]
[4452,15.8,998,930,6.6,278]
[4453,17,971,888,7.2,286]
[4454,17.899999999999999,910,854,7.6,292]
[4455,18.5,818,821,6.6,294]
[4456,18.100000000000001,676,737,6.3,295]
[4457,17.600000000000001,513,616,6.1,300]
[4458,16,336,426,6.3,308]
[4459,14.3,147,104,6.9,320]
[4460,13.3,26,0,6.7,333]
[4461,12.6,4,0,6.2,331]
[4462,11.6,0,0,3.8,331]
[4463,10.3,0,0,0.7,328]
[4464,9,0,0,0.5,320]
[4465,8.3000000000000007,0,0,0.3,315]
[4466,7.9,0,0,0.3,313]
[4467,7.3,0,0,0,309]
[4468,6.2,0,0,0.2,302]
[4469,6.3,0,0,0.4,302]
[4470,7.9,62,53,0.2,309]
[4471,9.9,179,162,0.4,311]
[4472,12.8,325,305,0.9,315]
[4473,16.100000000000001,474,427,3.2,315]
[4474,18.2,610,520,6.5,314]
[4475,18.5,734,622,7.4,311]
[4476,18.600000000000001,652,339,6.5,318]
[4477,19,617,255,5.9,321]
[4478,19.399999999999999,694,435,5.8,319]
[4479,19.5,593,327,5.7,323]
[4480,19,421,141,6.5,328]
[4481,18.5,349,152,7.8,327]
[4482,17.8,290,248,6.8,323]
[4483,16.399999999999999,138,78,6.3,330]
[4484,15.2,33,10,5.9,340]
[4485,14,4,0,7.1,340]
[4486,12.3,0,0,4.4000000000000004,338]
[4487,11.5,0,0,2.2000000000000002,337]
[4488,11.4,0,0,3.5,332]
[4489,11,0,0,3.7,322]
[4490,9.6,0,0,1.2,321]
[4491,8.5,0,0,0.8,319]
[4492,7.7,0,0,0.9,315]
[4493,6.7,0,0,0.8,309]
[4494,6.7,49,15,0,308]
[4495,9,196,241,0.4,305]
[4496,11.9,355,424,0.9,304]
[4497,13.8,476,436,3,300]
[4498,14.6,618,544,5.7,294]
[4499,14.9,568,262,6,301]
[4500,15.4,643,323,5.7,301]
[4501,15.6,626,271,6,302]
[4502,16,637,321,5.4,301]
[4503,16.3,621,389,4.5999999999999996,299]
[4504,16.600000000000001,560,432,2.4,294]
[4505,16.100000000000001,399,265,2.5,296]
[4506,15.5,199,46,3.4,309]
[4507,14.7,82,7,3.2,317]
[4508,13.4,27,0,1.5,321]
[4509,12.2,4,0,0.5,321]
[4510,11.4,0,0,0.6,321]
[4511,10.7,0,0,0.4,320]
[4512,9.9,0,0,0.3,317]
[4513,8.8000000000000007,0,0,0.4,315]
[4514,7.8,0,0,0.4,311]
[4515,6.4,0,0,0.5,304]
[4516,6,0,0,0.1,302]
[4517,5.8,0,0,0.5,301]
[4518,6,54,31,0.9,300]
[4519,8.5,208,308,0.7,295]
[4520,11.6,397,608,0.5,297]
[4521,14.3,549,672,1.1000000000000001,299]
[4522,16.899999999999999,728,814,2.6,292]
[4523,17.5,829,821,3.9,279]
[4524,18.3,904,842,4.7,283]
[4525,18.7,927,847,4.8,284]
[4526,19.399999999999999,870,802,4.7,289]
[4527,19.7,793,780,4.3,292]
[4528,20.399999999999999,698,791,3.4,294]
[4529,20.100000000000001,535,693,3.2,298]
[4530,18.899999999999999,346,476,3.4,305]
[4531,17.399999999999999,138,79,3.5,318]
[4532,15.7,20,0,3.9,336]
[4533,14.4,3,0,3.8,339]
[4534,12.7,0,0,1.2,334]
[4535,11.5,0,0,0.3,329]
[4536,11,0,0,0.6,327]
[4537,10.6,0,0,0.9,325]
[4538,9.9,0,0,0.8,321]
[4539,9.3000000000000007,0,0,0.8,317]
[4540,8.6999999999999993,0,0,1.5,312]
[4541,8.3000000000000007,0,0,1.2,307]
[4542,8.5,56,39,1.4,304]
[4543,10.4,218,375,1.7,295]
[4544,13.1,404,643,1,294]
[4545,16.399999999999999,557,700,0.6,299]
[4546,19.100000000000001,738,833,2.1,293]
[4547,20.9,842,841,4.9000000000000004,286]
[4548,23.1,924,865,4.9000000000000004,274]
[4549,25.8,942,864,4.3,280]
[4550,26.2,892,836,4.3,295]
[4551,27,806,805,4,302]
[4552,27.8,692,779,3.2,308]
[4553,25.2,528,673,3.7,303]
[4554,21.2,344,470,3.5,299]
[4555,18.3,136,75,2.9,309]
[4556,16.5,18,0,1.3,324]
[4557,14.9,3,0,0.5,320]
[4558,13.8,0,0,0.5,323]
[4559,12.4,0,0,0.1,323]
[4560,11.6,0,0,0.1,324]
[4561,11.1,0,0,0,324]
[4562,10.6,0,0,0,324]
[4563,10.5,0,0,0.2,326]
[4564,10.199999999999999,0,0,0.2,325]
[4565,10,0,0,0,324]
[4566,10.199999999999999,39,8,0.3,325]
[4567,11.4,169,138,0.5,318]
[4568,14.2,369,500,1,316]
[4569,17,545,667,3.3,319]
[4570,18,679,712,5,319]
[4571,18.2,688,523,4.9000000000000004,323]
[4572,19.100000000000001,761,574,4.5,323]
[4573,20.100000000000001,855,735,3.8,320]
[4574,21.1,758,580,4.2,327]
[4575,20.9,579,303,4.7,333]
[4576,20.100000000000001,491,270,5.0999999999999996,331]
[4577,19.5,394,256,6,330]
[4578,18.7,232,98,5.5,335]
[4579,17.8,117,38,4.9000000000000004,340]
[4580,16.8,32,10,3.6,346]
[4581,15.7,6,0,3.3,346]
[4582,14.8,0,0,2.4,346]
[4583,13.5,0,0,0.9,341]
[4584,12.3,0,0,0.8,332]
[4585,11.5,0,0,0.7,329]
[4586,11.1,0,0,1,327]
[4587,10.4,0,0,1.1000000000000001,322]
[4588,9.6999999999999993,0,0,1.2,318]
[4589,9.3000000000000007,0,0,1.3,315]
[4590,9.4,56,41,1.7,314]
[4591,11.1,200,286,1,309]
[4592,13.6,388,588,0.4,308]
[4593,16.600000000000001,537,647,1.2,313]
[4594,18.5,711,787,3.2,305]
[4595,19.600000000000001,824,818,4,303]
[4596,20,897,837,4.0999999999999996,298]
[4597,21.3,916,837,4.4000000000000004,303]
[4598,21.8,874,812,4.4000000000000004,309]
[4599,22.9,787,772,4,315]
[4600,22.5,631,631,4.2,319]
[4601,20.2,429,354,4.0999999999999996,321]
[4602,18.899999999999999,280,224,3.9,321]
[4603,17.899999999999999,114,34,4.2,331]
[4604,16.899999999999999,30,10,3.7,340]
[4605,15.4,4,0,3.6,339]
[4606,14.4,0,0,3.8,338]
[4607,13.2,0,0,2.2000000000000002,334]
[4608,12,0,0,0.8,329]
[4609,11.1,0,0,0.8,326]
[4610,10.4,0,0,1,324]
[4611,9.6999999999999993,0,0,1,319]
[4612,9.4,0,0,1.3,318]
[4613,9.1,0,0,1.1000000000000001,316]
[4614,9.1,53,33,1.2,313]
[4615,10.8,194,259,0.9,308]
[4616,13.3,386,586,0.5,307]
[4617,16,533,639,2,312]
[4618,18,700,767,4.9000000000000004,310]
[4619,18.8,814,804,5.4,306]
[4620,19.600000000000001,887,824,5.4,304]
[4621,20.7,902,818,4.7,304]
[4622,20.7,826,728,4.8,303]
[4623,21.4,785,771,4.3,303]
[4624,21.5,660,708,4.4000000000000004,305]
[4625,20.3,467,477,4,311]
[4626,18.8,284,239,4.2,318]
[4627,17.8,121,46,4.3,329]
[4628,16.399999999999999,26,0,3.9,340]
[4629,15.3,4,0,2.4,340]
[4630,13.6,0,0,1.6,335]
[4631,12.7,0,0,0.6,333]
[4632,12,0,0,0.8,331]
[4633,11.2,0,0,0.9,328]
[4634,10.5,0,0,0.9,326]
[4635,9.9,0,0,0.8,323]
[4636,9.4,0,0,1.3,320]
[4637,9.1,0,0,1.3,317]
[4638,9.1999999999999993,50,25,1.1000000000000001,316]
[4639,10.6,189,240,0.9,309]
[4640,12.9,381,570,1.1000000000000001,304]
[4641,15.7,515,584,1,310]
[4642,18.399999999999999,682,729,2.7,309]
[4643,19.3,802,784,4.4000000000000004,304]
[4644,19.7,857,777,5.9,300]
[4645,20.5,752,526,6.1,307]
[4646,20.8,554,188,6.2,320]
[4647,21.1,591,331,6,318]
[4648,21.3,585,509,5.7,312]
[4649,21,483,533,5.5,313]
[4650,19.3,319,376,5,315]
[4651,17.600000000000001,123,50,3.7,332]
[4652,16.100000000000001,23,0,4.0999999999999996,349]
[4653,15.5,5,0,4,348]
[4654,15,0,0,2.1,347]
[4655,14.7,0,0,1,344]
[4656,14.8,0,0,2.2000000000000002,340]
[4657,13.9,0,0,3,331]
[4658,12.4,0,0,2.5,324]
[4659,11.2,0,0,2,322]
[4660,10.7,0,0,1.6,320]
[4661,10.1,0,0,1.7,316]
[4662,10,51,34,1.6,316]
[4663,11.3,181,210,1,311]
[4664,13.7,338,393,0.3,314]
[4665,16.600000000000001,495,524,0.9,319]
[4666,18.899999999999999,654,661,3,316]
[4667,20.399999999999999,766,713,4.5,315]
[4668,22.2,848,763,4.5999999999999996,321]
[4669,22.7,835,703,4.5999999999999996,324]
[4670,23.8,656,366,4.4000000000000004,335]
[4671,23.4,433,90,4,342]
[4672,19.399999999999999,315,37,2.9,345]
[4673,14.4,40,0,2.4,359]
[4674,13.4,55,0,3,357]
[4675,13,88,12,1.7,344]
[4676,12.8,35,10,1,342]
[4677,12.2,5,0,1.3,338]
[4678,11.4,0,0,1.4,334]
[4679,11.2,0,0,1.4,331]
[4680,10.8,0,0,1.8,327]
[4681,10.1,0,0,1.1000000000000001,323]
[4682,9.8000000000000007,0,0,1.3,319]
[4683,9.5,0,0,1.4,316]
[4684,9.1999999999999993,0,0,1.3,312]
[4685,8.8000000000000007,0,0,0.9,309]
[4686,9.3000000000000007,71,184,1.5,309]
[4687,10.5,172,172,1.6,311]
[4688,12.4,352,456,0.8,307]
[4689,15.4,519,608,0.7,311]
[4690,18.399999999999999,696,767,1.1000000000000001,307]
[4691,20.3,838,846,3.1,296]
[4692,20.8,978,922,5,288]
[4693,22,845,725,4.5999999999999996,303]
[4694,22.6,581,232,4.3,322]
[4695,23.3,571,293,4.8,325]
[4696,22.4,435,169,5.0999999999999996,329]
[4697,19.8,247,31,6.4,335]
[4698,18,126,7,7.1,350]
[4699,15.8,36,0,6.9,354]
[4700,14.6,18,0,5.6,345]
[4701,13.4,2,0,3,340]
[4702,12.3,0,0,0.7,334]
[4703,11.5,0,0,1.5,329]
[4704,11.1,0,0,1.8,327]
[4705,10.6,0,0,1.1000000000000001,325]
[4706,9.9,0,0,1.1000000000000001,322]
[4707,9.6,0,0,1.4,319]
[4708,9,0,0,1,316]
[4709,8.1999999999999993,0,0,0.4,312]
[4710,8.4,46,27,0.4,312]
[4711,10.199999999999999,183,231,0.7,306]
[4712,12.9,374,560,0.4,305]
[4713,15.8,505,566,0.6,311]
[4714,18.600000000000001,701,781,0.8,301]
[4715,20.6,832,840,1.3,292]
[4716,21.9,920,869,1.2,285]
[4717,24.2,945,873,2.5,288]
[4718,24.9,741,552,3.5,306]
[4719,24.5,574,301,3.7,312]
[4720,24,540,396,3.9,309]
[4721,23.6,379,227,3.9,313]
[4722,21,249,145,4.2,319]
[4723,17.100000000000001,37,0,4.5,345]
[4724,13.1,2,0,4.7,348]
[4725,11.7,0,0,4.7,351]
[4726,11.4,0,0,2.5,348]
[4727,11.2,0,0,3.2,347]
[4728,10.9,0,0,2.7,347]
[4729,10.7,0,0,1.7,341]
[4730,10.3,0,0,1.5,337]
[4731,9.9,0,0,1,333]
[4732,9.4,0,0,1.2,329]
[4733,9.1999999999999993,0,0,1.5,326]
[4734,9.1,38,9,0.9,325]
[4735,9.6999999999999993,69,4,1,332]
[4736,10.3,120,5,1.4,333]
[4737,11.3,260,35,1.5,327]
[4738,12.5,307,30,2.6,328]
[4739,13,377,44,4.5999999999999996,325]
[4740,13,216,5,4.7,336]
[4741,13.4,364,23,3.8,331]
[4742,14.9,647,353,3.8,317]
[4743,16.2,641,448,4.5999999999999996,315]
[4744,16.2,437,175,5.3,319]
[4745,16.8,366,200,5.0999999999999996,318]
[4746,16.3,271,212,5.5,320]
[4747,15,93,16,6.9,335]
[4748,13,22,0,7,334]
[4749,11.3,2,0,5.9,331]
[4750,10.9,0,0,1.3,333]
[4751,10.8,0,0,1.5,331]
[4752,10.4,0,0,2,332]
[4753,9.6999999999999993,0,0,1.3,329]
[4754,8.6999999999999993,0,0,1.1000000000000001,323]
[4755,7.6,0,0,1.1000000000000001,317]
[4756,6.2,0,0,0.8,309]
[4757,5.9,0,0,0.6,306]
[4758,5.8,38,9,0.3,305]
[4759,7.5,177,217,0.5,299]
[4760,10.4,372,567,0.6,298]
[4761,12.7,531,661,2.2000000000000002,300]
[4762,14.1,749,868,5.3,295]
[4763,14.8,852,868,6.4,296]
[4764,15.6,950,899,6.3,296]
[4765,17.2,990,918,6.3,300]
[4766,17.399999999999999,885,838,6.2,302]
[4767,17.5,778,768,6.6,305]
[4768,15.8,718,845,8.8000000000000007,302]
[4769,14,358,183,7.3,315]
[4770,14,182,33,5,321]
[4771,13.1,109,32,4.3,323]
[4772,12.3,22,0,4.0999999999999996,335]
[4773,11.7,3,0,3.6,337]
[4774,11.3,0,0,3.5,337]
[4775,10.9,0,0,3,334]
[4776,10.3,0,0,0.7,328]
[4777,9.5,0,0,0.9,323]
[4778,8.9,0,0,1.8,319]
[4779,8.8000000000000007,0,0,1.5,317]
[4780,8.1,0,0,1.4,312]
[4781,6.5,0,0,1.2,304]
[4782,7.4,47,38,0.8,307]
[4783,8.9,166,170,0.6,303]
[4784,11,329,386,1.6,303]
[4785,12.8,510,598,2.8,300]
[4786,14.1,665,708,3.3,300]
[4787,15.1,821,830,4.9000000000000004,301]
[4788,16.3,936,888,5.8,301]
[4789,17,883,801,6.6,306]
[4790,17.100000000000001,708,485,6.4,312]
[4791,15.5,340,28,4.9000000000000004,329]
[4792,12.2,51,0,2.4,340]
[4793,11.9,58,0,1.1000000000000001,346]
[4794,12,73,2,0.7,344]
[4795,12.2,39,0,1,345]
[4796,11.8,16,0,1.9,343]
[4797,11.3,3,0,2.1,341]
[4798,11,0,0,1.8,339]
[4799,10.8,0,0,1.5,338]
[4800,10.6,0,0,1,336]
[4801,10.1,0,0,1.4,333]
[4802,10.3,0,0,1.5,333]
[4803,10,0,0,1,331]
[4804,9.6,0,0,1,327]
[4805,9.3000000000000007,0,0,1.2,324]
[4806,9.8000000000000007,31,10,1.2,326]
[4807,10.8,110,26,1.1000000000000001,322]
[4808,12.4,240,109,1.2,318]
[4809,14.1,392,242,0.6,314]
[4810,15.4,481,245,1.4,313]
[4811,16.5,562,272,2.7,312]
[4812,17.3,607,276,1.9,313]
[4813,16.5,323,13,2.2000000000000002,328]
[4814,15.3,276,8,2.8,334]
[4815,14.9,273,10,1.2,334]
[4816,16.5,317,40,0.9,330]
[4817,17.399999999999999,296,81,0.8,328]
[4818,17.3,205,63,1.2,330]
[4819,15.9,131,84,2,326]
[4820,14.7,20,0,0.9,324]
[4821,13.7,2,0,1.5,324]
[4822,12.7,0,0,2.6,324]
[4823,12.1,0,0,2.9,325]
[4824,11.9,0,0,3.7,325]
[4825,10.9,0,0,2.9,322]
[4826,9.8000000000000007,0,0,2.4,321]
[4827,9.6,0,0,1.6,319]
[4828,9.1999999999999993,0,0,0.9,317]
[4829,8.5,0,0,0.7,314]
[4830,8.6,42,30,0.6,315]
[4831,10.1,176,234,0.3,308]
[4832,12.1,337,434,0.6,305]
[4833,14.4,460,443,0.8,311]
[4834,16.3,669,725,2.2999999999999998,308]
[4835,17.600000000000001,633,423,4.5999999999999996,317]
[4836,17.5,402,43,5.4,330]
[4837,17.899999999999999,491,103,5.3,323]
[4838,16.899999999999999,327,16,4.2,330]
[4839,15.9,322,22,2.1,329]
[4840,17.7,522,363,2.4,318]
[4841,18.2,454,464,4,313]
[4842,17.600000000000001,288,285,3.1,318]
[4843,16.8,95,16,2,333]
[4844,15.5,30,12,0.8,333]
[4845,14.3,3,0,1.3,331]
[4846,12,0,0,3.4,322]
[4847,10,0,0,3.4,319]
[4848,9.5,0,0,1.9,321]
[4849,9.1,0,0,1.9,320]
[4850,8.4,0,0,1.6,315]
[4851,7.7,0,0,1.5,311]
[4852,7,0,0,1.5,306]
[4853,6.8,0,0,1.3,305]
[4854,7.5,48,62,0.6,308]
[4855,9.1999999999999993,171,217,0.5,309]
[4856,11.5,342,462,2.2999999999999998,306]
[4857,13.5,457,438,5.0999999999999996,308]
[4858,14.6,613,581,6.7,307]
[4859,15.1,798,800,8.1,304]
[4860,15.3,908,866,8.6,302]
[4861,15.2,861,770,9,309]
[4862,14.2,503,131,8.5,326]
[4863,12.9,213,5,6.1,339]
[4864,12.6,300,31,3.9,329]
[4865,13.2,291,76,4.5,327]
[4866,12.9,84,2,4.5999999999999996,340]
[4867,12,17,0,4.2,347]
[4868,11.2,9,0,2.6,348]
[4869,10.9,1,0,1.6,345]
[4870,10.7,0,0,0.7,343]
[4871,10.5,0,0,0.6,343]
[4872,10.6,0,0,0.5,342]
[4873,10.6,0,0,0.7,341]
[4874,9.8000000000000007,0,0,0.8,336]
[4875,9,0,0,0.9,330]
[4876,8.6,0,0,1,326]
[4877,8.6,0,0,1,325]
[4878,8.9,28,11,0.7,326]
[4879,9.5,91,12,0.4,325]
[4880,10.7,227,89,0.8,320]
[4881,11.7,390,248,2.2000000000000002,313]
[4882,12.4,451,195,4.5,314]
[4883,13.1,543,243,5.2,313]
[4884,13.5,447,74,5.3,320]
[4885,13.7,439,62,5.6,321]
[4886,13.8,517,148,4.9000000000000004,314]
[4887,13.7,442,106,4.2,318]
[4888,14.1,508,333,5.2,313]
[4889,14,256,41,5.9,324]
[4890,14.2,220,95,5.6,320]
[4891,13.3,60,4,5.3,334]
[4892,12.2,15,0,5.4,337]
[4893,11,1,0,4.9000000000000004,337]
[4894,9.4,0,0,3.8,333]
[4895,8.6,0,0,3.1,331]
[4896,8.4,0,0,2.1,331]
[4897,8.1999999999999993,0,0,1,330]
[4898,7.7,0,0,1.5,329]
[4899,7.6,0,0,1.4,330]
[4900,7.3,0,0,0.8,328]
[4901,7.1,0,0,1.3,328]
[4902,7.2,7,0,2.1,328]
[4903,7.3,21,0,1.9,328]
[4904,7.6,43,0,1.3,327]
[4905,8.1999999999999993,132,3,2.1,323]
[4906,9.1999999999999993,310,34,1.8,317]
[4907,10,417,76,2.6,313]
[4908,9.9,354,24,4.5,321]
[4909,10.3,445,66,5.4,320]
[4910,10.7,612,298,7.3,311]
[4911,10.1,426,90,7.5,316]
[4912,9.6999999999999993,293,29,8,320]
[4913,9.4,116,4,7,329]
[4914,9.5,105,5,6.4,326]
[4915,8.9,33,0,5.2,331]
[4916,8.3000000000000007,10,0,4.8,329]
[4917,8.1999999999999993,0,0,4.3,329]
[4918,7.9,0,0,5,326]
[4919,7.8,0,0,4.4000000000000004,326]
[4920,7.6,0,0,3.6,324]
[4921,7.2,0,0,3.3,322]
[4922,7,0,0,1.5,322]
[4923,6.9,0,0,0.7,321]
[4924,6.9,0,0,0.7,321]
[4925,6.7,0,0,1,321]
[4926,6.6,13,0,1.1000000000000001,321]
[4927,7.1,28,0,0.2,324]
[4928,8.1,63,2,0.1,327]
[4929,8.9,134,3,1.7,325]
[4930,9.1,167,4,4.4000000000000004,323]
[4931,9.3000000000000007,229,5,5.3,321]
[4932,9.9,269,7,5.2,319]
[4933,10.199999999999999,299,10,5.0999999999999996,317]
[4934,10.199999999999999,306,12,5,316]
[4935,10.1,286,12,5.8,315]
[4936,10.1,207,6,6,319]
[4937,9.6999999999999993,146,5,5.5,321]
[4938,9.3000000000000007,77,2,4.8,324]
[4939,8.9,44,4,4.0999999999999996,325]
[4940,8.1,10,0,3.9,327]
[4941,8,0,0,3.8,328]
[4942,7.9,0,0,3.6,327]
[4943,7.5,0,0,3.5,326]
[4944,7.4,0,0,3.4,326]
[4945,6.8,0,0,3.2,324]
[4946,6.5,0,0,3.8,324]
[4947,6.3,0,0,3.4,321]
[4948,6.9,0,0,2.7,324]
[4949,7.1,0,0,1.7,326]
[4950,7,6,0,2.8,326]
[4951,7.1,24,0,3.3,327]
[4952,7.4,34,0,3.5,329]
[4953,7.2,43,0,3.5,328]
[4954,7.2,79,1,3.7,328]
[4955,7.9,119,1,4,329]
[4956,8,140,2,4.4000000000000004,329]
[4957,8.5,159,2,4.4000000000000004,329]
[4958,8.6999999999999993,125,1,4.8,332]
[4959,8.8000000000000007,98,1,5,334]
[4960,8.6999999999999993,96,1,4.5999999999999996,333]
[4961,8.8000000000000007,106,2,4.7,330]
[4962,8.3000000000000007,37,0,4.8,333]
[4963,8.1999999999999993,14,0,4.3,334]
[4964,7.8,5,0,3.7,333]
[4965,7.6,0,0,3.6,331]
[4966,7.7,0,0,3,330]
[4967,7.5,0,0,2.8,328]
[4968,7.1,0,0,2.9,326]
[4969,7.3,0,0,2.9,326]
[4970,7,0,0,2.6,325]
[4971,6.3,0,0,2.5,320]
[4972,6.5,0,0,3,320]
[4973,6.4,0,0,3.1,319]
[4974,6.4,11,0,2.2999999999999998,319]
[4975,7,45,4,3.4,322]
[4976,7.4,102,5,3.6,321]
[4977,7.8,141,3,4.4000000000000004,321]
[4978,8.1,197,6,4.9000000000000004,321]
[4979,8,242,6,5.6,320]
[4980,7.2,155,2,6.1,322]
[4981,6.6,118,1,6.2,321]
[4982,6.8,149,2,5.3,319]
[4983,6.5,144,3,5.3,318]
[4984,6.3,107,1,5.4,320]
[4985,6,83,2,5.2,319]
[4986,5.9,57,2,4.7,319]
[4987,5.4,24,0,4.2,318]
[4988,5.0999999999999996,8,0,4,315]
[4989,4.5999999999999996,0,0,4.5,311]
[4990,4.5999999999999996,0,0,4.3,312]
[4991,4.4000000000000004,0,0,4.0999999999999996,309]
[4992,4.3,0,0,3.5,308]
[4993,4.3,0,0,3.4,308]
[4994,4.3,0,0,2.8,307]
[4995,4.2,0,0,0.9,306]
[4996,4,0,0,0.5,305]
[4997,4.5,0,0,1.1000000000000001,308]
[4998,4.4000000000000004,14,0,1.6,307]
[4999,4.9000000000000004,90,12,1.1000000000000001,300]
[5000,5.7,222,92,1.2,291]
[5001,6.9,265,47,2.6,294]
[5002,6.7,137,3,2.9,308]
[5003,5.3,66,0,4.0999999999999996,309]
[5004,4.8,101,1,3.4,300]
[5005,5,174,2,1.9,300]
[5006,5.5,262,7,2.7,299]
[5007,5.6,204,5,4.5,303]
[5008,5.6,97,1,3.2,309]
[5009,5.8,61,0,1.7,313]
[5010,5.5,52,0,1.9,313]
[5011,5.4,28,0,2.2999999999999998,313]
[5012,5.4,9,0,2.8,312]
[5013,5.0999999999999996,1,0,3.3,311]
[5014,5,0,0,3.1,311]
[5015,4.5,0,0,2.4,308]
[5016,3.8,0,0,2,303]
[5017,3.1,0,0,1.6,298]
[5018,2.9,0,0,1.8,296]
[5019,2.1,0,0,1.8,292]
[5020,1.6,0,0,1.5,288]
[5021,1.3,0,0,1.7,286]
[5022,2.8,21,0,1.3,293]
[5023,3.3,130,90,1.1000000000000001,284]
[5024,6.1,330,469,0.9,282]
[5025,10.5,496,612,0.6,291]
[5026,12.5,663,746,0.9,287]
[5027,14.5,789,805,1.2,282]
[5028,15.6,895,866,1.8,279]
[5029,17.100000000000001,914,864,2.6,274]
[5030,17.399999999999999,816,751,3.4,277]
[5031,17.2,724,686,4.5,285]
[5032,17.2,547,458,5.6,292]
[5033,16.7,333,157,4.8,306]
[5034,15.7,259,223,4.5,307]
[5035,14,72,9,3.6,322]
[5036,12.6,18,0,2,324]
[5037,11.2,1,0,0.7,324]
[5038,10,0,0,0.9,321]
[5039,8.9,0,0,1,318]
[5040,8,0,0,1.1000000000000001,314]
[5041,7.4,0,0,1.3,312]
[5042,6.6,0,0,1.8,307]
[5043,6.2,0,0,1.4,306]
[5044,6.1,0,0,1.4,305]
[5045,6.9,0,0,2,309]
[5046,8.4,19,0,2.5,315]
[5047,9.3000000000000007,48,4,2.4,321]
[5048,10.8,114,5,1.2,323]
[5049,12.5,267,51,1.1000000000000001,318]
[5050,14.8,383,103,2.1,316]
[5051,16.7,407,73,3.2,316]
[5052,18.3,603,289,5,310]
[5053,19.899999999999999,673,398,5.6,297]
[5054,21.6,687,469,6,289]
[5055,22.1,597,383,5.8,292]
[5056,21.6,463,252,5.0999999999999996,296]
[5057,20.6,361,225,4.9000000000000004,299]
[5058,18.7,128,8,4.0999999999999996,309]
[5059,17.8,74,9,2.6,310]
[5060,15.9,26,14,2.1,312]
[5061,13.9,1,0,1.7,314]
[5062,12.8,0,0,0.7,316]
[5063,12.1,0,0,0.5,317]
[5064,12.1,0,0,0.5,318]
[5065,11.3,0,0,0.8,315]
[5066,11.6,0,0,1.4,317]
[5067,11.7,0,0,2.7,320]
[5068,11.1,0,0,3.7,325]
[5069,10,0,0,4.5,327]
[5070,9.6999999999999993,25,6,1,326]
[5071,10.1,86,13,3.1,326]
[5072,10.8,122,7,7.3,329]
[5073,10.9,113,4,8.4,332]
[5074,10.5,160,4,7.7,333]
[5075,10.3,301,16,6.8,328]
[5076,9.9,254,6,5.0999999999999996,327]
[5077,9.4,277,8,4.5999999999999996,318]
[5078,8.4,202,4,5.4,322]
[5079,8.3000000000000007,191,4,5.9,323]
[5080,8.5,161,4,5.6,323]
[5081,8.6,164,5,5,317]
[5082,8.6999999999999993,99,5,5.2,317]
[5083,8.6999999999999993,59,5,4.7,316]
[5084,8.4,11,0,4.5,319]
[5085,8.1,1,0,3.8,318]
[5086,8,0,0,0.7,318]
[5087,7.8,0,0,0.5,318]
[5088,7.6,0,0,0.3,316]
[5089,7.5,0,0,0.6,308]
[5090,7.3,0,0,0.3,307]
[5091,7.3,0,0,0.6,308]
[5092,7.2,0,0,0.3,308]
[5093,6.9,0,0,0.6,307]
[5094,6.6,29,13,0.5,305]
[5095,7.8,102,34,0.1,309]
[5096,9,195,57,0.7,306]
[5097,10.4,256,43,2.6,312]
[5098,11.2,413,149,4.3,309]
[5099,12.3,566,308,3.2,302]
[5100,14.6,669,428,2.4,298]
[5101,15,655,367,3.4,301]
[5102,15.6,573,246,4.4000000000000004,310]
[5103,15.4,398,71,4.4000000000000004,319]
[5104,14.9,314,46,5.5,323]
[5105,13.2,128,4,6.2,333]
[5106,12.2,95,5,5.6,333]
[5107,11.7,53,5,4.5999999999999996,334]
[5108,11.1,14,0,3.9,333]
[5109,10.6,0,0,2.6,334]
[5110,10.4,0,0,2.9,335]
[5111,9.5,0,0,4.7,332]
[5112,8.8000000000000007,0,0,6,325]
[5113,8.1999999999999993,0,0,3.3,327]
[5114,8.1,0,0,2,328]
[5115,8.1,0,0,1.3,329]
[5116,7.9,0,0,1.1000000000000001,329]
[5117,7.8,0,0,1.2,331]
[5118,7.6,5,0,0.5,330]
[5119,7.8,19,0,0.5,331]
[5120,8,46,0,0.7,329]
[5121,8.6,112,4,1.1000000000000001,326]
[5122,9.3000000000000007,160,4,1,323]
[5123,9.8000000000000007,158,3,1.6,327]
[5124,9.6,150,2,1.9,328]
[5125,9.6,162,2,2.2999999999999998,327]
[5126,9.5,211,5,2.2999999999999998,327]
[5127,10.199999999999999,236,6,1,329]
[5128,10.6,173,4,1.6,335]
[5129,10.5,99,2,2.9,340]
[5130,10.4,40,0,3,344]
[5131,10.1,16,0,2.8,345]
[5132,10.1,5,0,1.5,344]
[5133,10.1,0,0,1,344]
[5134,9.9,0,0,0.3,343]
[5135,9.6999999999999993,0,0,0.8,341]
[5136,10,0,0,1.8,342]
[5137,9.9,0,0,2.2000000000000002,340]
[5138,10,0,0,1.7,340]
[5139,9.9,0,0,1.8,339]
[5140,9.8000000000000007,0,0,1.3,337]
[5141,9.6999999999999993,0,0,0.7,336]
[5142,9.6,16,0,0.8,335]
[5143,10,68,4,1,334]
[5144,11,191,53,1.4,328]
[5145,12,326,141,0.9,325]
[5146,12.9,383,109,2,330]
[5147,14.6,563,309,4.9000000000000004,327]
[5148,16.600000000000001,849,819,4.5999999999999996,310]
[5149,18.3,778,642,3.5,308]
[5150,18.899999999999999,634,368,2.7,304]
[5151,19,646,517,3.3,309]
[5152,19.100000000000001,726,897,4.9000000000000004,299]
[5153,18.5,560,868,5,304]
[5154,17.899999999999999,334,614,5.4,321]
[5155,15.7,76,14,5.2,348]
[5156,14.8,22,24,4.5,343]
[5157,13.9,0,0,4.4000000000000004,341]
[5158,13.1,0,0,4.0999999999999996,340]
[5159,12.3,0,0,2.2999999999999998,335]
[5160,11.3,0,0,0.9,330]
[5161,10.9,0,0,0.7,327]
[5162,11,0,0,0.7,327]
[5163,11,0,0,0.4,327]
[5164,11,0,0,0.5,327]
[5165,10.8,0,0,0.6,327]
[5166,10.9,31,35,0.4,327]
[5167,11.5,101,35,1.7,332]
[5168,12.5,262,230,3.6,325]
[5169,13.8,462,534,4.5,318]
[5170,14.5,492,315,4.5999999999999996,323]
[5171,15,513,216,4.8,322]
[5172,14.8,528,177,6.2,322]
[5173,14.1,638,342,7.3,319]
[5174,13.9,723,571,7.7,308]
[5175,14.1,770,810,7.4,301]
[5176,12.2,441,223,7.2,311]
[5177,10.6,153,6,6.1,329]
[5178,9.1,131,11,5.7,325]
[5179,8.6999999999999993,56,5,6.3,326]
[5180,8.4,18,16,5.9,319]
[5181,8.1999999999999993,0,0,5.4,318]
[5182,7.9,0,0,4.9000000000000004,316]
[5183,7.7,0,0,4,313]
[5184,7.1,0,0,4.0999999999999996,309]
[5185,6.8,0,0,4,307]
[5186,5.6,0,0,4.5,304]
[5187,5,0,0,4.2,301]
[5188,4.3,0,0,4,298]
[5189,3.8,0,0,3.6,298]
[5190,3.5,12,0,3.8,298]
[5191,3.3,38,0,4.5,294]
[5192,3,54,3,2.9,291]
[5193,3.6,188,11,3.2,290]
[5194,4.3,430,187,4.0999999999999996,276]
[5195,4.5,414,85,4.4000000000000004,277]
[5196,4.9000000000000004,404,52,3.5,275]
[5197,5.2,387,38,3.8,277]
[5198,5.2,351,26,4.7,275]
[5199,4.5999999999999996,375,57,5.0999999999999996,271]
[5200,4.0999999999999996,284,30,4.8,283]
[5201,4,221,26,4,283]
[5202,3.4,136,13,5.3,282]
[5203,2.2999999999999998,47,5,4,285]
[5204,2.7,13,0,2,284]
[5205,2.5,0,0,1.9,284]
[5206,2,0,0,2.1,281]
[5207,1.9,0,0,1.2,278]
[5208,1.8,0,0,1.3,284]
[5209,1.4,0,0,1.3,282]
[5210,1,0,0,1.3,279]
[5211,0.5,0,0,1.2,276]
[5212,-0.1,0,0,1.5,273]
[5213,0.7,0,0,1.3,275]
[5214,1.2,22,15,1,277]
[5215,1.7,91,27,0.6,278]
[5216,2.2000000000000002,213,100,0.7,270]
[5217,3.6,310,119,1.6,270]
[5218,4.9000000000000004,457,244,3.6,264]
[5219,6.8,714,680,5.7,259]
[5220,8,744,618,6.9,266]
[5221,8.8000000000000007,694,466,6.5,271]
[5222,9,540,203,6.4,279]
[5223,9.1,493,198,6.6,284]
[5224,9.4,406,163,6.7,288]
[5225,8.9,204,19,6.5,301]
[5226,8.1999999999999993,107,5,6,308]
[5227,7.4,50,5,5.5,309]
[5228,6.7,21,60,4.0999999999999996,298]
[5229,6,2,0,2.2999999999999998,297]
[5230,6,0,0,1.1000000000000001,298]
[5231,6.1,0,0,1.8,299]
[5232,6,0,0,1.1000000000000001,300]
[5233,6.3,0,0,1,302]
[5234,6.5,0,0,0.9,304]
[5235,6.6,0,0,1.2,305]
[5236,6.5,0,0,1.1000000000000001,307]
[5237,6.8,0,0,0.8,308]
[5238,7.2,15,0,1.5,311]
[5239,7.3,37,0,3.3,316]
[5240,7.5,93,5,5.5,312]
[5241,8.1,233,31,5.2,304]
[5242,8.8000000000000007,379,110,5.7,300]
[5243,9.1999999999999993,518,233,7,297]
[5244,9.5,588,282,7.1,298]
[5245,10.8,862,822,6.6,289]
[5246,10.8,909,905,7.6,287]
[5247,9,732,748,8.6,290]
[5248,7.7,305,44,8.8000000000000007,307]
[5249,6.9,143,6,8.3000000000000007,311]
[5250,6.7,44,0,7.5,318]
[5251,5.4,18,0,5.8,313]
[5252,5.4,6,0,3.7,307]
[5253,5.8,1,0,2.5,306]
[5254,6.1,0,0,3.5,305]
[5255,6.2,0,0,3.2,305]
[5256,5.3,0,0,1.4,305]
[5257,5.3,0,0,0.8,304]
[5258,5.0999999999999996,0,0,1.3,301]
[5259,4.4000000000000004,0,0,1.6,296]
[5260,3.8,0,0,1.5,291]
[5261,3.1,0,0,1.3,286]
[5262,2.9,27,54,0.9,283]
[5263,3.9,109,70,0.4,288]
[5264,6.8,264,265,1.5,290]
[5265,9.1999999999999993,486,651,3.8,283]
[5266,10.7,627,708,5.5,282]
[5267,11.7,613,439,5,285]
[5268,13.1,823,793,6,280]
[5269,14,964,934,6.6,273]
[5270,14.8,833,820,6.6,284]
[5271,14.9,594,414,6.9,296]
[5272,14.9,498,376,7,301]
[5273,14.5,420,468,6.8,303]
[5274,13.2,250,266,5.3,308]
[5275,11.7,42,5,4.5999999999999996,329]
[5276,11,15,37,4.4000000000000004,321]
[5277,9.6,0,0,2.9,319]
[5278,8.5,0,0,0.7,314]
[5279,7.4,0,0,0.8,310]
[5280,6.2,0,0,0.9,305]
[5281,5.8,0,0,1,303]
[5282,5.9,0,0,1.3,303]
[5283,6.6,0,0,1.3,307]
[5284,7,0,0,0.6,309]
[5285,6.4,0,0,0.5,307]
[5286,5.6,18,8,0.7,303]
[5287,7.2,105,61,1.6,303]
[5288,10.199999999999999,291,393,2,297]
[5289,12.6,372,271,1.7,299]
[5290,14.2,265,19,2.6,312]
[5291,14,292,15,3.9,314]
[5292,13,358,30,5.8,319]
[5293,12,258,6,6.4,329]
[5294,12.5,347,26,5.9,324]
[5295,12.7,424,107,6.7,320]
[5296,11.7,283,32,7.9,328]
[5297,10.7,129,4,8.1,335]
[5298,9.8000000000000007,70,3,4.5,333]
[5299,9.3000000000000007,26,0,1.5,335]
[5300,9,11,19,1.1000000000000001,326]
[5301,8.6999999999999993,1,0,1.1000000000000001,324]
[5302,8.8000000000000007,0,0,1.7,322]
[5303,8.6,0,0,3,318]
[5304,8.3000000000000007,0,0,3.1,320]
[5305,8.1999999999999993,0,0,2.2000000000000002,318]
[5306,8.3000000000000007,0,0,2.7,318]
[5307,8,0,0,3.4,316]
[5308,7.6,0,0,2.8,313]
[5309,6.7,0,0,2.1,306]
[5310,5.9,22,41,2,300]
[5311,6.7,111,86,1.8,301]
[5312,8.5,348,691,1.5,291]
[5313,10.4,576,896,3.3,289]
[5314,10.8,686,850,5.6,291]
[5315,11.2,809,874,5.9,288]
[5316,11.8,935,933,6.3,279]
[5317,12.5,896,873,6.5,280]
[5318,12.7,802,774,6.2,282]
[5319,13.6,785,859,6,278]
[5320,13.4,585,644,6.2,281]
[5321,13.4,461,642,6,284]
[5322,12.6,306,574,5.9,289]
[5323,11.3,100,91,6.1,308]
[5324,10.199999999999999,25,167,5.4,298]
[5325,9.1999999999999993,0,0,4.5,299]
[5326,8.9,0,0,3.9,300]
[5327,8.5,0,0,1.8,301]
[5328,7.7,0,0,1.2,299]
[5329,7.3,0,0,1.1000000000000001,300]
[5330,7.4,0,0,1.2,302]
[5331,7.1,0,0,1.1000000000000001,303]
[5332,5.7,0,0,1,299]
[5333,4.5,0,0,0.6,296]
[5334,4,16,8,0.9,295]
[5335,5,96,49,0.5,295]
[5336,8.4,316,540,0.7,291]
[5337,11.2,521,788,2.1,292]
[5338,13,712,890,4.2,289]
[5339,14.4,788,851,5.8,294]
[5340,15.1,892,893,6.1,288]
[5341,15.9,920,900,6.3,290]
[5342,16.3,903,910,6.8,288]
[5343,16.600000000000001,792,872,7.2,291]
[5344,16.8,648,816,6.7,295]
[5345,16.399999999999999,439,568,5.7,300]
[5346,15.2,194,102,4.7,317]
[5347,12.8,42,5,4.9000000000000004,336]
[5348,11.7,11,67,4.5999999999999996,329]
[5349,10.7,0,0,2.5,327]
[5350,9.4,0,0,0.4,320]
[5351,8.8000000000000007,0,0,0.5,315]
[5352,8.5,0,0,0.3,312]
[5353,8.5,0,0,0.9,311]
[5354,8.4,0,0,0.9,310]
[5355,8,0,0,0.7,308]
[5356,7.9,0,0,0.5,307]
[5357,7.9,0,0,0.5,307]
[5358,8.1999999999999993,24,103,0.6,306]
[5359,8.8000000000000007,83,25,0.3,317]
[5360,10.5,200,91,0.5,316]
[5361,12.3,360,252,2.4,313]
[5362,13.6,365,102,4.8,322]
[5363,14,280,14,5,327]
[5364,13.9,208,5,4,327]
[5365,13.8,165,2,3.1,331]
[5366,14.3,151,2,3,335]
[5367,13.5,118,1,2.6,337]
[5368,13.1,92,2,2.8,341]
[5369,12.9,97,2,4,339]
[5370,12.3,64,3,4.2,340]
[5371,11.7,39,6,4,337]
[5372,11.3,9,51,2.8,322]
[5373,10.6,0,0,1.5,312]
[5374,10.1,0,0,0.7,315]
[5375,9.6,0,0,0.4,312]
[5376,9.4,0,0,0.2,314]
[5377,9.1,0,0,0.5,314]
[5378,8.6,0,0,0.5,316]
[5379,8.3000000000000007,0,0,0.4,317]
[5380,8.3000000000000007,0,0,0.2,318]
[5381,8.4,0,0,0.2,320]
[5382,8.6,7,0,0.2,323]
[5383,8.9,30,0,0.3,327]
[5384,10,119,8,0.6,322]
[5385,11.8,331,182,1.6,308]
[5386,14.3,532,466,3.1,302]
[5387,15.7,717,723,4.0999999999999996,298]
[5388,16.3,735,631,4.8,302]
[5389,17.7,746,617,5.0999999999999996,305]
[5390,18.100000000000001,710,585,5.0999999999999996,306]
[5391,18.3,682,666,5,302]
[5392,18.7,674,872,4.5,293]
[5393,18.5,496,796,4.2,295]
[5394,18.100000000000001,267,411,3.3,309]
[5395,15.9,33,0,2,332]
[5396,13.5,8,47,0.8,321]
[5397,12,0,0,1,320]
[5398,11.5,0,0,1.6,318]
[5399,11.1,0,0,1.9,316]
[5400,10.3,0,0,2.2999999999999998,315]
[5401,9.8000000000000007,0,0,2.2000000000000002,312]
[5402,10.6,0,0,2.2000000000000002,309]
[5403,10.9,0,0,1.9,307]
[5404,10.199999999999999,0,0,1.2,306]
[5405,9.4,0,0,0.4,305]
[5406,10.3,19,91,0.3,306]
[5407,10.8,82,25,0.5,316]
[5408,12.7,242,226,1.5,311]
[5409,16.8,451,574,3.4,309]
[5410,18.8,678,855,4.5999999999999996,301]
[5411,19.8,794,869,4.0999999999999996,303]
[5412,20.3,829,828,4.3,305]
[5413,20.8,800,740,4.5999999999999996,308]
[5414,21,581,300,4.2,319]
[5415,20,198,5,3.2,339]
[5416,19.100000000000001,72,2,2.5,351]
[5417,17.399999999999999,65,2,2.9,364]
[5418,15.1,103,6,1.5,356]
[5419,15.5,57,12,0.9,356]
[5420,14.7,13,0,1.1000000000000001,355]
[5421,13.6,0,0,1.4,349]
[5422,13.4,0,0,1.2,349]
[5423,13.3,0,0,0.7,350]
[5424,12.9,0,0,0.8,350]
[5425,12.8,0,0,1,349]
[5426,12.6,0,0,0.8,348]
[5427,12.5,0,0,0.6,349]
[5428,12.1,0,0,0.6,348]
[5429,12.1,0,0,0.6,350]
[5430,12.1,5,0,1,352]
[5431,12.4,28,0,1.3,354]
[5432,13,74,3,1.5,354]
[5433,13.7,89,2,1.2,359]
[5434,14.2,121,3,3.1,359]
[5435,15.5,254,9,5.7,351]
[5436,16.7,337,24,6.8,344]
[5437,17.100000000000001,274,8,7,345]
[5438,16.7,196,4,6.5,346]
[5439,16.600000000000001,268,12,6.1,340]
[5440,16.399999999999999,282,36,6,334]
[5441,16.2,164,8,5.6,335]
[5442,15.8,108,9,5.2,338]
[5443,14.4,40,6,4.4000000000000004,344]
[5444,12.9,12,0,4.2,336]
[5445,12.1,0,0,4.3,332]
[5446,11.7,0,0,4.2,329]
[5447,11.3,0,0,3.4,323]
[5448,9.9,0,0,2.2000000000000002,318]
[5449,8.4,0,0,0.8,312]
[5450,7.5,0,0,0.3,307]
[5451,6.2,0,0,0.5,299]
[5452,5.4,0,0,0.7,294]
[5453,4.5,0,0,0.5,290]
[5454,4.4000000000000004,15,97,0,289]
[5455,5.5,94,63,0.1,292]
[5456,8.9,328,670,0.6,287]
[5457,12.3,545,875,1.1000000000000001,279]
[5458,16.2,642,795,2.5,276]
[5459,17.3,592,425,4.7,287]
[5460,17.8,664,479,4.7,290]
[5461,18.2,570,254,4.3,300]
[5462,18.399999999999999,533,220,4.7,303]
[5463,18.899999999999999,555,363,5.0999999999999996,303]
[5464,19.5,630,813,5.3,295]
[5465,19.5,483,788,4.9000000000000004,301]
[5466,18.399999999999999,246,348,3.7,312]
[5467,17,26,0,2.1,340]
[5468,15.1,8,0,0.7,337]
[5469,13.3,0,0,0.8,332]
[5470,11.9,0,0,0.9,328]
[5471,11.2,0,0,0.5,327]
[5472,10.8,0,0,0.6,326]
[5473,10.7,0,0,1.1000000000000001,323]
[5474,10.6,0,0,1.2,321]
[5475,10,0,0,0.5,318]
[5476,9.6999999999999993,0,0,0.2,315]
[5477,9.6,0,0,0.5,313]
[5478,9.4,14,96,0.2,312]
[5479,10.5,90,54,0.2,317]
[5480,12.8,312,600,0.5,308]
[5481,17.3,510,805,0.8,315]
[5482,20.2,703,900,0.8,310]
[5483,22.3,783,866,1.1000000000000001,304]
[5484,22.8,853,872,2.2999999999999998,299]
[5485,23.1,870,869,3.4,301]
[5486,24.1,806,817,3.8,309]
[5487,24.9,707,755,3.6,306]
[5488,23.5,568,654,4.3,303]
[5489,22.9,448,678,3.7,310]
[5490,21.9,180,100,2.7,325]
[5491,20.2,63,19,1.3,333]
[5492,18.7,11,0,0.7,337]
[5493,17.7,0,0,0.9,339]
[5494,16.5,0,0,2.2000000000000002,342]
[5495,17.2,0,0,3.8,355]
[5496,16.100000000000001,0,0,2.5,352]
[5497,15.2,0,0,1.2,351]
[5498,14.7,0,0,1.2,353]
[5499,13.8,0,0,1,351]
[5500,13.7,0,0,1,355]
[5501,13.7,0,0,2.4,357]
[5502,13.2,3,0,3.3,358]
[5503,12.1,15,0,3,354]
[5504,12,66,3,1.7,349]
[5505,12.6,171,10,1.5,342]
[5506,13.4,321,62,3.3,338]
[5507,13.3,319,29,5,341]
[5508,13.1,175,4,5.2,350]
[5509,13.4,177,4,5.0999999999999996,352]
[5510,13.6,234,6,4,348]
[5511,14.3,248,10,3.8,348]
[5512,14.5,227,13,4.2,348]
[5513,13.8,142,6,4.4000000000000004,348]
[5514,13.2,59,3,4.2,352]
[5515,12.4,23,0,4.0999999999999996,349]
[5516,12.2,9,0,3,349]
[5517,12,0,0,0.9,349]
[5518,11.8,0,0,0.8,350]
[5519,11.6,0,0,1.2,351]
[5520,11.6,0,0,1,351]
[5521,11.6,0,0,0.8,353]
[5522,11.5,0,0,0.7,353]
[5523,11.5,0,0,0.6,354]
[5524,11.4,0,0,1,354]
[5525,11.1,0,0,0.9,352]
[5526,11.1,0,0,0.9,353]
[5527,11.2,81,39,1.2,331]
[5528,11.9,257,335,0.9,319]
[5529,13.9,444,593,1.6,316]
[5530,15.5,411,193,3.1,326]
[5531,15.9,390,79,3.7,328]
[5532,16.100000000000001,490,155,4.8,322]
[5533,16.399999999999999,468,114,5.2,324]
[5534,17.3,608,380,5.4,317]
[5535,17.600000000000001,549,366,5.3,319]
[5536,17.5,252,22,5,336]
[5537,17.5,224,46,4.3,334]
[5538,16.899999999999999,145,41,3.9,340]
[5539,15.3,52,14,3.8,349]
[5540,14.1,7,0,3.7,347]
[5541,12.9,0,0,2.7,344]
[5542,11.9,0,0,1.3,341]
[5543,11.5,0,0,1,340]
[5544,11,0,0,1.2,339]
[5545,10.1,0,0,1,337]
[5546,9.1,0,0,1.1000000000000001,334]
[5547,8.6999999999999993,0,0,0.9,334]
[5548,8.4,0,0,0.3,334]
[5549,8.1,0,0,0.9,333]
[5550,7.7,0,0,1.7,331]
[5551,8.5,87,62,1.7,311]
[5552,10.9,308,622,1.1000000000000001,300]
[5553,14,504,813,0.9,301]
[5554,17,696,903,1.2,303]
[5555,18.600000000000001,776,868,2.2000000000000002,302]
[5556,19.5,877,905,3.6,296]
[5557,20,890,898,4.9000000000000004,297]
[5558,20.100000000000001,847,884,5.6,296]
[5559,20.5,769,880,5.4,296]
[5560,20.9,659,888,5.0999999999999996,298]
[5561,19.899999999999999,470,796,5.0999999999999996,303]
[5562,18.7,239,380,4.9000000000000004,323]
[5563,17.600000000000001,24,0,5,360]
[5564,16,5,0,3.9,357]
[5565,13.9,0,0,1.9,347]
[5566,12.2,0,0,0.9,338]
[5567,11.6,0,0,0.8,335]
[5568,11.2,0,0,1.4,331]
[5569,10.8,0,0,1.6,328]
[5570,10.199999999999999,0,0,1.6,325]
[5571,9.8000000000000007,0,0,1.4,321]
[5572,9.6999999999999993,0,0,1.2,318]
[5573,9.1999999999999993,0,0,1,314]
[5574,8.9,0,0,1,311]
[5575,9.3000000000000007,83,52,0.7,312]
[5576,11.6,302,605,0.6,301]
[5577,15.8,506,826,1,302]
[5578,18.8,699,912,2.2000000000000002,294]
[5579,20.9,780,877,3.8,295]
[5580,21.5,865,896,3.1,289]
[5581,21.6,881,893,2.4,291]
[5582,21.8,838,879,2.8,297]
[5583,21.9,764,879,3.5,291]
[5584,22,656,890,3.6,290]
[5585,21.6,465,795,3.4,298]
[5586,19.600000000000001,231,353,2.8,303]
[5587,18,21,0,1.8,334]
[5588,16.2,3,0,0.7,331]
[5589,14.2,0,0,0.4,330]
[5590,12.6,0,0,0.5,326]
[5591,11.8,0,0,0.6,323]
[5592,11.3,0,0,0.8,320]
[5593,10.9,0,0,1.1000000000000001,319]
[5594,10.7,0,0,1.3,316]
[5595,10.5,0,0,1.4,314]
[5596,9.9,0,0,1.3,311]
[5597,9.6999999999999993,0,0,0.9,309]
[5598,9.6,0,0,1.1000000000000001,306]
[5599,10.5,84,65,1,307]
[5600,12.8,300,607,0.6,295]
[5601,16.899999999999999,500,817,0.8,303]
[5602,19.399999999999999,689,902,1.2,300]
[5603,21.4,773,873,2.2000000000000002,298]
[5604,21.7,857,892,3.2,286]
[5605,22.1,885,901,4.2,277]
[5606,22.4,842,886,4.3,270]
[5607,22.5,751,869,3.7,265]
[5608,22.6,635,867,3.9,286]
[5609,22.1,453,768,4.5999999999999996,305]
[5610,20.6,218,300,3.7,317]
[5611,18.600000000000001,35,8,2.5,341]
[5612,18,7,0,1.6,348]
[5613,16,0,0,1.1000000000000001,343]
[5614,14.8,0,0,0.8,338]
[5615,13.5,0,0,0.8,334]
[5616,12.8,0,0,1.1000000000000001,332]
[5617,12.4,0,0,1.3,331]
[5618,12,0,0,1.7,328]
[5619,11.6,0,0,1.7,326]
[5620,11.4,0,0,1.7,325]
[5621,11.1,0,0,2.1,321]
[5622,10.7,0,0,2.2000000000000002,317]
[5623,11,88,84,2.1,316]
[5624,13.2,270,451,1.9,308]
[5625,17.899999999999999,473,742,2.4,312]
[5626,19.7,603,745,3,307]
[5627,20.399999999999999,537,330,2.6,315]
[5628,19.8,369,44,2.7,331]
[5629,19.2,276,10,4.3,347]
[5630,18,237,6,5.2,363]
[5631,15.1,67,0,3.4,369]
[5632,13.5,31,0,2.2000000000000002,363]
[5633,12.8,20,0,1.9,360]
[5634,11.9,9,0,1.6,357]
[5635,11.4,8,0,1.6,354]
[5636,10.9,3,0,2,350]
[5637,10.6,0,0,2.4,347]
[5638,10.5,0,0,2.2999999999999998,345]
[5639,10.3,0,0,1.8,343]
[5640,9.9,0,0,1.5,339]
[5641,9.5,0,0,1.2,335]
[5642,9.4,0,0,1.9,333]
[5643,10,0,0,2.4,336]
[5644,9.9,0,0,1.1000000000000001,335]
[5645,9.3000000000000007,0,0,0.4,330]
[5646,9.1999999999999993,0,0,0.4,327]
[5647,9.6,60,12,0.7,328]
[5648,11.4,186,104,2,324]
[5649,15.3,400,472,3.9,315]
[5650,17.7,436,268,5.6,315]
[5651,16.899999999999999,353,53,5.3,320]
[5652,16.3,392,60,4.7,320]
[5653,15.4,222,5,3.9,337]
[5654,12.1,86,1,3.8,348]
[5655,10.8,32,0,4.3,350]
[5656,10.5,13,0,3.9,350]
[5657,10.3,8,0,3.2,350]
[5658,10.1,3,0,3.5,346]
[5659,9.8000000000000007,4,0,3.3,342]
[5660,10.1,0,0,1.3,346]
[5661,10.199999999999999,0,0,1.8,346]
[5662,10.1,0,0,2,345]
[5663,10.3,0,0,2.6,345]
[5664,10.6,0,0,3.5,346]
[5665,10.5,0,0,3.6,347]
[5666,10.3,0,0,2.6,344]
[5667,10,0,0,3,340]
[5668,9.3000000000000007,0,0,1.8,336]
[5669,9.1,0,0,2.8,334]
[5670,8.6999999999999993,0,0,5.8,333]
[5671,8.6999999999999993,33,0,5.2,328]
[5672,8.9,106,9,4.5,320]
[5673,8.6999999999999993,293,144,7.1,311]
[5674,9.3000000000000007,525,527,7.3,302]
[5675,8.5,344,48,6.4,314]
[5676,6.1,48,0,4.7,322]
[5677,4.2,69,0,4.5999999999999996,310]
[5678,3.4,79,1,2.7,303]
[5679,3.3,116,1,1.8,298]
[5680,4.2,216,13,2.1,293]
[5681,5.9,342,364,1.8,282]
[5682,7.4,201,263,1,292]
[5683,6.7,55,42,0.6,302]
[5684,5.4,7,0,0.8,299]
[5685,5.6,0,0,0.6,301]
[5686,5.7,0,0,0.6,301]
[5687,5.7,0,0,0.3,301]
[5688,5.8,0,0,1,301]
[5689,5.6,0,0,1.6,299]
[5690,5.0999999999999996,0,0,0.8,297]
[5691,4.8,0,0,0.6,296]
[5692,4.7,0,0,0.9,295]
[5693,5,0,0,1.5,296]
[5694,4.7,0,0,2,294]
[5695,4.8,77,64,1.4,294]
[5696,6.3,206,179,0.6,293]
[5697,8.6,426,595,0.6,288]
[5698,11,623,817,1,285]
[5699,12,676,706,2.1,286]
[5700,12.4,673,559,3.4,292]
[5701,14.4,816,837,3.6,282]
[5702,15.5,752,771,3.8,283]
[5703,15.6,619,606,4.0999999999999996,286]
[5704,15.8,582,791,3.8,279]
[5705,15,241,89,3.6,294]
[5706,13.8,92,7,2.8,299]
[5707,12.4,36,9,2.9,299]
[5708,11.4,5,0,2.5,305]
[5709,10.199999999999999,0,0,2.2999999999999998,305]
[5710,8.8000000000000007,0,0,2.4,307]
[5711,8.1,0,0,1.8,308]
[5712,7.1,0,0,1.4,305]
[5713,6.9,0,0,1.4,304]
[5714,7.6,0,0,1.7,304]
[5715,7.8,0,0,1.9,306]
[5716,7.8,0,0,1.4,304]
[5717,7.5,0,0,1.4,305]
[5718,7.6,0,0,1.4,306]
[5719,8,51,7,1.4,308]
[5720,8.8000000000000007,80,3,1.3,315]
[5721,9.1999999999999993,49,0,1.6,324]
[5722,10.7,126,3,1.4,320]
[5723,11.8,182,4,2.7,312]
[5724,11.1,155,3,4.4000000000000004,320]
[5725,9.5,123,1,5.3,326]
[5726,9.6999999999999993,134,3,4.4000000000000004,328]
[5727,9.4,115,1,5.5,329]
[5728,9,148,5,5.9,328]
[5729,8.6,73,2,5.4,332]
[5730,8.4,35,0,5.0999999999999996,333]
[5731,8.1,22,0,4.7,328]
[5732,7.9,1,0,4,322]
[5733,7.8,0,0,3.1,317]
[5734,7.9,0,0,1.1000000000000001,324]
[5735,7.5,0,0,1.1000000000000001,322]
[5736,7,0,0,0.9,317]
[5737,6.4,0,0,0.6,315]
[5738,6.6,0,0,0.7,315]
[5739,6.5,0,0,0.6,313]
[5740,6.4,0,0,0.8,311]
[5741,6.3,0,0,1.1000000000000001,312]
[5742,5.9,0,0,1.5,310]
[5743,5.5,46,7,1.1000000000000001,306]
[5744,6.4,138,31,1.2,306]
[5745,8.1999999999999993,229,50,2.8,308]
[5746,9,295,52,4.0999999999999996,296]
[5747,9.1999999999999993,288,21,4.5,307]
[5748,9.1999999999999993,286,14,4.8,311]
[5749,9.8000000000000007,402,66,4.8,306]
[5750,10.4,396,74,5.5,302]
[5751,10.199999999999999,297,29,6.3,308]
[5752,10.4,272,44,5.4,309]
[5753,10.5,202,41,4.4000000000000004,309]
[5754,9.6999999999999993,117,29,4.2,312]
[5755,9.1,43,29,3.6,312]
[5756,8.1,4,0,2.5,310]
[5757,6.1,0,0,1.2,303]
[5758,4.8,0,0,0.9,297]
[5759,3.9,0,0,1.1000000000000001,291]
[5760,3.7,0,0,1.1000000000000001,290]
[5761,3.2,0,0,0.9,283]
[5762,3,0,0,1.4,276]
[5763,2.7,0,0,1.4,285]
[5764,2.6,0,0,1.3,285]
[5765,2.4,0,0,1.1000000000000001,284]
[5766,2.2999999999999998,0,0,0.4,283]
[5767,2.6,62,27,0,284]
[5768,4.9000000000000004,245,398,0.3,273]
[5769,9.4,475,807,0.7,270]
[5770,12.5,553,648,2.4,285]
[5771,14.6,651,663,4.7,285]
[5772,15.6,755,774,5.0999999999999996,287]
[5773,16.8,720,659,4.9000000000000004,297]
[5774,17.399999999999999,762,813,5,292]
[5775,17.8,729,879,5,290]
[5776,18.100000000000001,615,883,4.5999999999999996,293]
[5777,17.399999999999999,442,835,5.2,297]
[5778,15.2,184,242,5.3,314]
[5779,13,17,0,5.9,338]
[5780,11.8,1,0,5.8,338]
[5781,10.6,0,0,3.5,335]
[5782,9.1,0,0,0.7,326]
[5783,8.3000000000000007,0,0,0.7,320]
[5784,7.7,0,0,0.6,316]
[5785,7.6,0,0,1.4,314]
[5786,7.1,0,0,1.5,309]
[5787,6.9,0,0,1.3,307]
[5788,6.5,0,0,1.4,303]
[5789,5.3,0,0,1.7,297]
[5790,5.2,0,0,1.8,294]
[5791,6.3,77,98,1.3,297]
[5792,8.6999999999999993,277,604,0.9,291]
[5793,11.7,479,829,1,288]
[5794,16,667,910,1.5,294]
[5795,18.2,758,886,3.4,294]
[5796,18.600000000000001,822,885,5.8,291]
[5797,19.3,844,890,6.1,294]
[5798,19.7,811,888,6.2,300]
[5799,19.600000000000001,736,893,6.3,302]
[5800,19.100000000000001,600,869,5.7,302]
[5801,18.3,433,821,5.6,309]
[5802,17.100000000000001,179,236,5.7,326]
[5803,15.7,17,0,5.0999999999999996,351]
[5804,13.3,2,0,2.9,342]
[5805,11.4,0,0,1.1000000000000001,330]
[5806,10.4,0,0,1.3,326]
[5807,9.5,0,0,1.1000000000000001,320]
[5808,9,0,0,1.2,317]
[5809,8.6,0,0,0.9,314]
[5810,8.3000000000000007,0,0,0.4,311]
[5811,7.9,0,0,0.1,309]
[5812,7.4,0,0,0,306]
[5813,7.1,0,0,0,301]
[5814,7,0,0,0,300]
[5815,7.7,74,87,0.1,303]
[5816,10.1,260,518,0,300]
[5817,13.5,477,833,0.4,300]
[5818,17.2,661,907,0.8,300]
[5819,19.3,749,881,1.3,294]
[5820,20.100000000000001,814,881,3,288]
[5821,20.7,819,868,4.5,275]
[5822,21.1,797,878,4.9000000000000004,282]
[5823,21.3,739,902,4.8,279]
[5824,21.2,597,873,4.5999999999999996,296]
[5825,19.899999999999999,422,803,4.3,297]
[5826,18.399999999999999,169,202,3.7,323]
[5827,16.5,20,0,2.6,341]
[5828,14.6,2,0,0.8,332]
[5829,12.7,0,0,1.2,322]
[5830,11.5,0,0,1.5,319]
[5831,10.7,0,0,1.6,318]
[5832,10,0,0,1.4,316]
[5833,9.1,0,0,1.1000000000000001,307]
[5834,8.3000000000000007,0,0,0.9,305]
[5835,8.1999999999999993,0,0,1.2,305]
[5836,8,0,0,1.4,306]
[5837,7.8,0,0,1.4,305]
[5838,7.4,0,0,1.3,304]
[5839,7.5,69,74,1.2,304]
[5840,8.9,164,84,1.3,304]
[5841,11.6,314,234,1.6,301]
[5842,15.4,433,306,2.9,300]
[5843,17.399999999999999,393,106,4.3,307]
[5844,18.2,377,59,4.2,304]
[5845,17.8,225,5,3.5,316]
[5846,17.899999999999999,279,15,4.0999999999999996,313]
[5847,18.7,337,62,5.4,308]
[5848,18.399999999999999,218,18,4.9000000000000004,312]
[5849,17,49,0,3.3,326]
[5850,16.399999999999999,34,0,2.4,324]
[5851,16.3,9,0,1.8,321]
[5852,15.4,2,0,1.7,323]
[5853,14.5,0,0,1.6,325]
[5854,13.5,0,0,1.8,329]
[5855,12.3,0,0,2,333]
[5856,11.2,0,0,2.2000000000000002,337]
[5857,10.3,0,0,2.5,338]
[5858,10.199999999999999,0,0,2.4,340]
[5859,9.8000000000000007,0,0,1.8,339]
[5860,9.5,0,0,1.6,341]
[5861,9.1999999999999993,0,0,3.4,341]
[5862,8.3000000000000007,0,0,6.6,336]
[5863,6.4,7,0,8.8000000000000007,322]
[5864,4.4000000000000004,8,0,5.4,311]
[5865,2.5,13,0,2.2000000000000002,303]
[5866,0.4,17,0,0.3,293]
[5867,0.1,19,0,0.1,291]
[5868,0.3,28,0,0.4,292]
[5869,0.7,73,0,0.7,291]
[5870,2.4,256,9,0.5,288]
[5871,5.0999999999999996,420,173,0.5,286]
[5872,5.9,216,18,1.5,303]
[5873,6.2,157,14,3.7,303]
[5874,6,82,8,5.2,301]
[5875,4.9000000000000004,27,6,3.6,299]
[5876,4.7,1,0,2.9,298]
[5877,4.5,0,0,4,293]
[5878,4.0999999999999996,0,0,3.6,290]
[5879,3.1,0,0,2,286]
[5880,2.1,0,0,1,283]
[5881,1.2,0,0,0.8,278]
[5882,0.5,0,0,0.7,274]
[5883,0.5,0,0,1,273]
[5884,0.2,0,0,1.1000000000000001,271]
[5885,-0.3,0,0,1.2,267]
[5886,-0.5,0,0,1.1000000000000001,265]
[5887,0,76,148,0.9,266]
[5888,1.9,199,222,1.4,269]
[5889,4.8,382,503,1.6,266]
[5890,7.9,492,496,1.6,264]
[5891,9.4,449,197,1.6,269]
[5892,10.9,484,191,1.5,271]
[5893,11.8,430,103,1.4,278]
[5894,13.2,453,156,1.9,277]
[5895,14.1,407,155,2.7,275]
[5896,13.9,196,11,2.1,289]
[5897,13.3,128,7,1.5,301]
[5898,11.8,52,4,0.9,308]
[5899,10.6,11,0,0.6,319]
[5900,9.8000000000000007,1,0,1.5,321]
[5901,9.3000000000000007,0,0,2.2000000000000002,317]
[5902,8.9,0,0,1.1000000000000001,319]
[5903,8.4,0,0,0.7,318]
[5904,8.4,0,0,0.8,319]
[5905,8.1999999999999993,0,0,0.8,319]
[5906,8,0,0,0.9,318]
[5907,7.6,0,0,0.8,317]
[5908,7.2,0,0,0.3,316]
[5909,7.6,0,0,0.7,317]
[5910,8.1,0,0,1.3,316]
[5911,8.6,36,8,1,318]
[5912,9.1,89,7,1.1000000000000001,320]
[5913,10.1,159,11,1.7,320]
[5914,11.1,285,52,2.1,316]
[5915,12.9,467,235,2.2999999999999998,309]
[5916,16,614,474,3.1,303]
[5917,17.600000000000001,616,448,3.8,306]
[5918,18.5,732,802,4.5,298]
[5919,18.600000000000001,685,856,5,298]
[5920,18.100000000000001,527,746,4.9000000000000004,305]
[5921,16.8,282,268,5.3,324]
[5922,15,118,58,4.5,329]
[5923,13.5,23,7,2.2999999999999998,330]
[5924,11.8,1,0,0.4,326]
[5925,11.4,0,0,0.3,326]
[5926,10.199999999999999,0,0,0.7,322]
[5927,9.3000000000000007,0,0,1.1000000000000001,320]
[5928,8.6,0,0,0.9,317]
[5929,8.1999999999999993,0,0,0.7,315]
[5930,7.8,0,0,0.4,312]
[5931,7.4,0,0,0.5,312]
[5932,7.1,0,0,0.8,310]
[5933,7.1,0,0,1.2,310]
[5934,7.2,0,0,0.6,309]
[5935,7.6,52,33,0.6,311]
[5936,8.8000000000000007,136,44,0.5,311]
[5937,11.3,287,182,0.9,310]
[5938,14.2,541,676,2,302]
[5939,16.3,687,807,4.2,302]
[5940,18.8,770,849,4,302]
[5941,19.899999999999999,765,814,4.0999999999999996,301]
[5942,20.3,654,622,4.2,309]
[5943,20.8,576,590,4.5999999999999996,315]
[5944,19.7,359,216,4.9000000000000004,326]
[5945,17.7,210,80,4.5,336]
[5946,16.399999999999999,91,17,4.2,338]
[5947,14.9,25,14,3.6,335]
[5948,13.7,1,0,1.9,335]
[5949,12.6,0,0,0.6,331]
[5950,12.2,0,0,0.3,330]
[5951,11.9,0,0,0.8,331]
[5952,11.6,0,0,1,332]
[5953,11.1,0,0,0.4,335]
[5954,10.9,0,0,0.2,336]
[5955,10.9,0,0,0.6,336]
[5956,10.7,0,0,0.9,335]
[5957,10.5,0,0,0.7,335]
[5958,10.3,0,0,0.7,335]
[5959,10.199999999999999,38,9,0.7,334]
[5960,11,119,24,0.5,333]
[5961,12.7,247,97,1.4,329]
[5962,14.3,411,277,3.2,323]
[5963,15.3,476,264,3.5,320]
[5964,15.9,437,131,4.0999999999999996,325]
[5965,16.600000000000001,464,156,4.0999999999999996,319]
[5966,16.5,370,67,4.5999999999999996,318]
[5967,17.399999999999999,499,378,4.9000000000000004,307]
[5968,17.2,372,257,4.5999999999999996,308]
[5969,16.2,206,76,4.3,318]
[5970,15.1,94,22,3.1,320]
[5971,14.2,35,85,2.5,305]
[5972,13.4,1,0,2.4,309]
[5973,12.9,0,0,2.8,315]
[5974,12,0,0,2.9,319]
[5975,11.5,0,0,2.9,323]
[5976,10.8,0,0,2.6,324]
[5977,10.4,0,0,2.5,322]
[5978,9.9,0,0,1.9,320]
[5979,9.1999999999999993,0,0,0.9,317]
[5980,8.9,0,0,0.8,316]
[5981,8.8000000000000007,0,0,1.2,315]
[5982,8.3000000000000007,0,0,1.4,312]
[5983,8,44,18,1.2,311]
[5984,9,177,163,1,304]
[5985,10.6,408,664,1.4,296]
[5986,11.7,591,835,3.3,294]
[5987,13,719,877,4.8,288]
[5988,14.6,788,883,4,270]
[5989,15.6,821,903,3.7,262]
[5990,16.100000000000001,755,864,5,270]
[5991,15.8,667,849,5.8,272]
[5992,15.5,523,779,5.6,276]
[5993,14.4,296,371,4.8,290]
[5994,12.1,116,76,4.3,302]
[5995,10.6,13,0,4.3,314]
[5996,9.6,0,0,3,313]
[5997,8.4,0,0,1.4,309]
[5998,7.4,0,0,1,305]
[5999,6.7,0,0,0.9,303]
[6000,6.1,0,0,1,300]
[6001,5.5,0,0,1.1000000000000001,296]
[6002,5,0,0,1.1000000000000001,292]
[6003,4.8,0,0,1.1000000000000001,288]
[6004,4.0999999999999996,0,0,1.2,285]
[6005,3.7,0,0,1.2,279]
[6006,3,0,0,1.2,271]
[6007,3.6,65,145,1.1000000000000001,271]
[6008,5.8,211,348,0.8,271]
[6009,8.5,416,712,0.6,266]
[6010,11.5,589,839,1.4,262]
[6011,13.9,726,889,3.4,257]
[6012,15.1,782,881,5.0999999999999996,260]
[6013,15.5,798,883,5.6,266]
[6014,15.7,744,856,5.7,268]
[6015,16.2,629,776,5.6,265]
[6016,15.9,479,645,5.3,264]
[6017,14.2,233,151,3.9,283]
[6018,11.9,80,14,2.7,298]
[6019,10.5,21,23,1.5,293]
[6020,9.1,1,0,0.9,284]
[6021,8.1,0,0,0.9,282]
[6022,7.4,0,0,0.4,285]
[6023,7,0,0,0.6,286]
[6024,6.8,0,0,0.9,286]
[6025,6.7,0,0,1,287]
[6026,6.4,0,0,0.6,287]
[6027,5.5,0,0,0.4,283]
[6028,4.8,0,0,0.8,281]
[6029,4.5,0,0,0.8,280]
[6030,4.2,0,0,0.7,280]
[6031,4.5999999999999996,53,66,0.7,281]
[6032,7,186,224,0.6,283]
[6033,10,388,604,0.6,283]
[6034,13.2,565,787,1.4,271]
[6035,15.8,698,857,3.6,257]
[6036,16.8,760,858,5.0999999999999996,260]
[6037,17.600000000000001,776,860,5,249]
[6038,19,740,856,5.2,264]
[6039,19.3,632,795,5.5,270]
[6040,19.100000000000001,489,699,4.9000000000000004,276]
[6041,17.5,273,306,3.8,279]
[6042,14.8,106,61,3.2,293]
[6043,12.8,14,8,1.9,305]
[6044,11,0,0,1,307]
[6045,10.1,0,0,0.4,306]
[6046,9.8000000000000007,0,0,0.2,311]
[6047,10.3,0,0,0.5,315]
[6048,10.9,0,0,0.7,318]
[6049,10.7,0,0,0.7,320]
[6050,10.3,0,0,0.5,321]
[6051,10,0,0,0.4,322]
[6052,9.4,0,0,0.3,320]
[6053,9,0,0,0,320]
[6054,9,0,0,0.5,319]
[6055,8.8000000000000007,39,19,1.1000000000000001,315]
[6056,9.4,100,14,0.8,317]
[6057,10.5,171,18,0.8,320]
[6058,12.6,325,113,0.8,316]
[6059,15.3,562,517,1.5,306]
[6060,16.899999999999999,618,534,3.6,305]
[6061,17.8,846,946,4.4000000000000004,292]
[6062,18,736,858,5.2,295]
[6063,18.3,603,730,5.4,299]
[6064,18.2,440,534,5.4,305]
[6065,16.899999999999999,263,281,5,315]
[6066,14.8,92,34,4.8,331]
[6067,13.4,16,25,4.7,333]
[6068,12,0,0,3.4,328]
[6069,10.6,0,0,1.4,320]
[6070,9.6,0,0,1.3,318]
[6071,9.1,0,0,0.6,315]
[6072,9.3000000000000007,0,0,0.3,313]
[6073,9.6,0,0,0.9,313]
[6074,9,0,0,1.4,311]
[6075,8.4,0,0,1.2,310]
[6076,7.9,0,0,0.8,308]
[6077,7.4,0,0,0.4,306]
[6078,7.2,0,0,0.9,303]
[6079,7.5,55,111,0.5,303]
[6080,8.6999999999999993,180,219,0.5,302]
[6081,11.4,349,458,0.7,302]
[6082,14.7,543,745,1.6,302]
[6083,16.8,646,762,4.7,306]
[6084,17.5,723,806,6,305]
[6085,17.100000000000001,658,617,6.7,309]
[6086,17.100000000000001,514,316,6.1,322]
[6087,16.7,374,138,6.2,330]
[6088,15.7,240,45,5.6,337]
[6089,14.9,184,62,5.3,334]
[6090,13.7,93,45,4.5,334]
[6091,12.6,19,98,4.5999999999999996,327]
[6092,12.1,0,0,3.9,326]
[6093,11.9,0,0,1.7,326]
[6094,11.5,0,0,0.9,328]
[6095,11.3,0,0,1.2,329]
[6096,10.7,0,0,1.4,329]
[6097,10,0,0,0.9,329]
[6098,10,0,0,0.8,330]
[6099,10,0,0,0.4,332]
[6100,9.8000000000000007,0,0,0.2,333]
[6101,9.6,0,0,0.5,334]
[6102,9.5,0,0,1,334]
[6103,9.6999999999999993,12,0,1.2,336]
[6104,9.9,50,4,1.5,334]
[6105,10.6,97,2,2.5,334]
[6106,10.8,111,2,3.6,338]
[6107,11.1,203,6,3.9,334]
[6108,12.2,339,46,3.9,324]
[6109,13.8,426,123,5,320]
[6110,14.7,507,307,5.5,313]
[6111,14.7,319,69,6,324]
[6112,14,232,39,6.2,329]
[6113,13,198,94,7,326]
[6114,11.6,72,15,6.5,331]
[6115,10.8,14,75,4.5999999999999996,327]
[6116,10.5,0,0,3.7,328]
[6117,10.3,0,0,4.5,328]
[6118,10.199999999999999,0,0,4.7,328]
[6119,9.9,0,0,3.9,326]
[6120,9.4,0,0,3.5,325]
[6121,8.9,0,0,3.4,323]
[6122,8.9,0,0,3.2,322]
[6123,8.6999999999999993,0,0,3.9,320]
[6124,8.1,0,0,4.7,317]
[6125,7.5,0,0,5,315]
[6126,7.2,0,0,5.0999999999999996,313]
[6127,7.2,29,11,4.8,313]
[6128,7.3,85,8,4.8,313]
[6129,7.5,114,5,5.0999999999999996,316]
[6130,7.4,133,4,5.5,314]
[6131,7.9,265,21,5.9,305]
[6132,8.1,333,43,6.5,301]
[6133,8,235,8,6.7,304]
[6134,7.2,108,1,6.1,313]
[6135,6.3,74,2,5.5,312]
[6136,4.5999999999999996,66,2,5.6,302]
[6137,3.9,57,3,4.4000000000000004,302]
[6138,3.7,37,0,4.3,302]
[6139,3.3,4,0,3.8,302]
[6140,2.9,0,0,3.3,300]
[6141,2.9,0,0,3.1,300]
[6142,2.7,0,0,3.3,297]
[6143,2.5,0,0,2.2999999999999998,293]
[6144,2.2000000000000002,0,0,1.8,291]
[6145,2,0,0,2.4,290]
[6146,1.7,0,0,2.6,289]
[6147,1.2,0,0,2.5,287]
[6148,0.9,0,0,2.1,285]
[6149,1.1000000000000001,0,0,1.8,286]
[6150,1,0,0,1.5,285]
[6151,1.3,20,0,1,285]
[6152,1.6,55,4,1.3,287]
[6153,1.5,79,2,1.6,288]
[6154,2,137,4,2.7,289]
[6155,3,229,11,3.3,286]
[6156,2.7,212,6,3.5,287]
[6157,3.3,252,10,4.4000000000000004,283]
[6158,4.2,344,59,4.2,275]
[6159,5.0999999999999996,351,115,3.7,275]
[6160,5,239,50,4.5999999999999996,280]
[6161,4.3,112,9,5.2,286]
[6162,3.9,63,11,3.8,283]
[6163,3,17,148,3,266]
[6164,2.8,0,0,2.2999999999999998,265]
[6165,2.6,0,0,3.1,268]
[6166,2.4,0,0,2.8,271]
[6167,2.1,0,0,2.2999999999999998,273]
[6168,1.8,0,0,2.5,277]
[6169,1.3,0,0,1.9,279]
[6170,1.6,0,0,1.4,280]
[6171,1.8,0,0,1.1000000000000001,282]
[6172,0.6,0,0,0.6,279]
[6173,-0.1,0,0,0.9,279]
[6174,-1.2,0,0,1.4,276]
[6175,0.3,12,0,2.6,287]
[6176,0.6,57,4,3.3,286]
[6177,1.7,131,7,3.7,286]
[6178,2.2999999999999998,188,9,3.7,285]
[6179,3.8,402,162,4.4000000000000004,276]
[6180,4.5,627,606,6,266]
[6181,4,309,29,6.2,281]
[6182,3.5,254,13,5.2,284]
[6183,4,214,11,4.7,286]
[6184,4.5,195,18,4.4000000000000004,282]
[6185,4.2,153,35,4.0999999999999996,279]
[6186,4,81,40,3.6,281]
[6187,2.8,15,0,3,269]
[6188,2.1,0,0,3.3,271]
[6189,1.5,0,0,3.6,274]
[6190,1,0,0,3.7,274]
[6191,0.9,0,0,3.4,274]
[6192,0.8,0,0,3.2,275]
[6193,0.8,0,0,2.9,277]
[6194,0.6,0,0,2.7,278]
[6195,1,0,0,2.6,282]
[6196,1.1000000000000001,0,0,2.2000000000000002,283]
[6197,1.3,0,0,2.1,286]
[6198,1.4,0,0,2.1,288]
[6199,1.4,15,0,3,290]
[6200,2,69,4,3.2,289]
[6201,2.2999999999999998,126,7,3,288]
[6202,2.8,173,7,3,289]
[6203,3.4,237,14,4.0999999999999996,291]
[6204,4.3,414,130,4.5,281]
[6205,5.6,661,677,5.3,268]
[6206,5.7,663,766,5.7,266]
[6207,5.4,367,150,5.8,280]
[6208,5.3,223,39,5.3,289]
[6209,4.4000000000000004,101,6,4.3,295]
[6210,4,30,0,4,300]
[6211,3.9,6,0,4.0999999999999996,298]
[6212,3.9,0,0,3.9,296]
[6213,3.4,0,0,4,295]
[6214,3.1,0,0,3.8,294]
[6215,2.9,0,0,3.2,291]
[6216,2.6,0,0,2,288]
[6217,2.4,0,0,1.3,283]
[6218,2.6,0,0,1.7,283]
[6219,2.5,0,0,2.1,282]
[6220,2.2000000000000002,0,0,2,278]
[6221,1.6,0,0,1.7,272]
[6222,0.5,0,0,0.9,265]
[6223,0.4,47,79,0.7,260]
[6224,1.9,146,127,1,267]
[6225,3.4,280,248,2.1,268]
[6226,5.0999999999999996,535,786,4,260]
[6227,6.4,621,756,4.5,261]
[6228,6.9,644,672,4.9000000000000004,260]
[6229,7.5,704,794,5.0999999999999996,256]
[6230,7.9,593,586,4.9000000000000004,262]
[6231,7.6,269,37,4.2,283]
[6232,6.6,67,2,3.2,298]
[6233,6.3,42,0,2.8,304]
[6234,5.5,22,0,2.4,305]
[6235,5.2,1,0,2.4,304]
[6236,4.9000000000000004,0,0,3.6,303]
[6237,4.8,0,0,3.5,303]
[6238,4.4000000000000004,0,0,2.9,302]
[6239,4.0999999999999996,0,0,2.7,301]
[6240,3.7,0,0,2.8,300]
[6241,3.5,0,0,2.5,298]
[6242,3.5,0,0,2.2000000000000002,297]
[6243,3.6,0,0,1.7,297]
[6244,3.6,0,0,1.7,296]
[6245,3.3,0,0,2.1,293]
[6246,3.4,0,0,1.7,290]
[6247,3.2,26,6,1.9,287]
[6248,3.8,135,97,1.5,278]
[6249,5.6,358,598,1.6,268]
[6250,6.9,556,851,2.6,262]
[6251,7.5,586,668,4,266]
[6252,8,482,259,5.5,276]
[6253,8.3000000000000007,512,307,5.8,276]
[6254,8.6999999999999993,553,484,5.8,273]
[6255,9.1999999999999993,517,578,6.2,276]
[6256,9.1999999999999993,399,514,7.2,280]
[6257,8.6999999999999993,230,271,7.4,288]
[6258,7.4,77,50,5.8,296]
[6259,6.7,8,0,4.5,297]
[6260,6.4,0,0,4.3,298]
[6261,6.3,0,0,3.6,300]
[6262,6.3,0,0,2.4,299]
[6263,6,0,0,1.6,296]
[6264,5.9,0,0,1.2,295]
[6265,6,0,0,1.4,297]
[6266,6,0,0,1.4,296]
[6267,6,0,0,1.2,295]
[6268,5.8,0,0,1.3,293]
[6269,4.7,0,0,1.2,286]
[6270,3.8,0,0,1.1000000000000001,279]
[6271,3.2,45,95,1.2,275]
[6272,4.5,160,213,1,278]
[6273,7.1,323,448,0.6,279]
[6274,9.4,509,727,1.7,277]
[6275,10.6,605,734,5.2,276]
[6276,11.7,690,808,6,274]
[6277,12.9,713,832,6.5,275]
[6278,13.3,649,767,7,278]
[6279,13.4,546,687,7.6,285]
[6280,12.5,385,475,6.9,295]
[6281,11.4,208,195,5.7,304]
[6282,9.6999999999999993,70,39,5.5,314]
[6283,8.9,7,0,4.5,316]
[6284,8.6,0,0,1.9,315]
[6285,8.3000000000000007,0,0,1.3,308]
[6286,8.1999999999999993,0,0,1.5,307]
[6287,7.7,0,0,1.9,306]
[6288,7.3,0,0,1.8,303]
[6289,6.9,0,0,1.6,301]
[6290,6.7,0,0,1.5,301]
[6291,6.2,0,0,1.3,297]
[6292,5.3,0,0,1.3,293]
[6293,4.3,0,0,1.1000000000000001,288]
[6294,3.2,0,0,0.7,283]
[6295,3.1,42,91,0.8,281]
[6296,5,163,246,0.6,282]
[6297,7.6,331,500,0.9,280]
[6298,10.4,519,772,1.3,279]
[6299,12.4,624,796,3.4,278]
[6300,12.7,710,855,6.7,277]
[6301,14,716,846,7.8,281]
[6302,15,655,794,7.3,293]
[6303,14.3,549,712,6.9,299]
[6304,11.8,390,515,7.1,302]
[6305,9.8000000000000007,207,205,7.9,313]
[6306,8.6,60,20,6.3,322]
[6307,8.1,3,0,3.1,320]
[6308,8,0,0,1.5,319]
[6309,7.9,0,0,1.1000000000000001,318]
[6310,7.8,0,0,1.3,317]
[6311,7.8,0,0,1.6,316]
[6312,7.6,0,0,2.2999999999999998,314]
[6313,7,0,0,2.9,308]
[6314,6.6,0,0,2,307]
[6315,6.4,0,0,1.5,307]
[6316,5.7,0,0,1.1000000000000001,303]
[6317,4.9000000000000004,0,0,0.7,300]
[6318,4.4000000000000004,0,0,1,299]
[6319,4,25,13,1.1000000000000001,297]
[6320,4.2,96,21,1.3,297]
[6321,5.5,257,202,1.6,293]
[6322,7.7,474,631,1.2,285]
[6323,10.4,600,742,1.7,286]
[6324,12.1,681,807,5.3,285]
[6325,12.5,695,815,6.8,286]
[6326,13.8,640,768,6.3,291]
[6327,13.8,530,667,6.1,296]
[6328,12.8,300,204,5.7,307]
[6329,11.5,155,61,5.4,316]
[6330,10.3,64,35,5.0999999999999996,318]
[6331,9.6,7,0,4.7,317]
[6332,9.1999999999999993,0,0,2.7,316]
[6333,8.4,0,0,1,312]
[6334,7.7,0,0,0.8,307]
[6335,7.7,0,0,1.2,304]
[6336,7.8,0,0,1.1000000000000001,302]
[6337,8,0,0,1.2,303]
[6338,8.1,0,0,0.5,304]
[6339,8.1,0,0,0.7,305]
[6340,7.6,0,0,0.9,303]
[6341,6.8,0,0,0.9,297]
[6342,6.2,0,0,1.2,294]
[6343,5.6,36,75,1.3,288]
[6344,6.5,148,189,1.4,288]
[6345,8.5,317,464,1.1000000000000001,284]
[6346,11.3,503,746,1.4,283]
[6347,12.7,611,783,3.1,278]
[6348,13.6,703,859,5.2,275]
[6349,14.4,706,847,5.8,276]
[6350,15.2,638,776,6.4,278]
[6351,15.4,538,710,6.1,284]
[6352,14.9,362,436,5.5,296]
[6353,12.8,191,171,5.0999999999999996,306]
[6354,11.1,59,30,4.5999999999999996,315]
[6355,9.9,5,0,4.3,320]
[6356,8.8000000000000007,0,0,2.2000000000000002,319]
[6357,7.7,0,0,0.9,312]
[6358,7.4,0,0,0.7,311]
[6359,7.1,0,0,1,311]
[6360,6.6,0,0,1,310]
[6361,6.3,0,0,1.3,311]
[6362,5.9,0,0,1.2,310]
[6363,5.6,0,0,1.3,309]
[6364,5.3,0,0,1.3,307]
[6365,5.4,0,0,1.3,308]
[6366,6.4,0,0,1.8,315]
[6367,6.9,6,0,2.7,320]
[6368,6.8,18,0,2.7,322]
[6369,6.7,32,0,3.8,324]
[6370,6.5,48,0,1.6,321]
[6371,7,201,8,1.2,306]
[6372,8.5,497,330,1.3,290]
[6373,9.9,487,289,1.1000000000000001,296]
[6374,11.2,571,599,2,295]
[6375,10.8,428,359,5,300]
[6376,9.8000000000000007,242,87,6.2,311]
[6377,9.4,156,74,5.9,310]
[6378,8.9,62,46,3,311]
[6379,8.1999999999999993,10,0,1,313]
[6380,7.8,0,0,0.9,313]
[6381,7.7,0,0,0.5,313]
[6382,7.5,0,0,0.7,313]
[6383,7.3,0,0,0.8,313]
[6384,7.3,0,0,1,314]
[6385,7,0,0,1,314]
[6386,6.5,0,0,1.1000000000000001,312]
[6387,5.8,0,0,0.5,311]
[6388,5.4,0,0,0.5,310]
[6389,5.2,0,0,0.5,310]
[6390,5.3,0,0,0.7,311]
[6391,6.3,9,0,1,316]
[6392,7.1,86,18,1,309]
[6393,9,302,422,1,296]
[6394,10.7,567,915,1.7,282]
[6395,11.7,673,914,3.5,281]
[6396,12.6,751,936,5,278]
[6397,13.3,701,855,4.8,277]
[6398,13.7,578,633,4.7,277]
[6399,14.1,521,687,4.7,274]
[6400,14,396,623,4.0999999999999996,275]
[6401,13,193,212,3.5,287]
[6402,11,34,8,2.2999999999999998,304]
[6403,9.3000000000000007,4,0,1.5,307]
[6404,7.9,0,0,1.1000000000000001,304]
[6405,7.2,0,0,0.4,302]
[6406,6.5,0,0,0.3,302]
[6407,5.7,0,0,0.3,300]
[6408,5.3,0,0,0.6,300]
[6409,5.4,0,0,1,297]
[6410,5.4,0,0,0.9,296]
[6411,4.8,0,0,0.9,295]
[6412,5,0,0,1,294]
[6413,5.0999999999999996,0,0,1.1000000000000001,293]
[6414,5.8,0,0,1.4,296]
[6415,6.1,19,7,1.5,297]
[6416,6.5,61,5,0.9,303]
[6417,7.5,145,16,0,303]
[6418,9,227,33,0.2,303]
[6419,9.6999999999999993,167,5,1.3,310]
[6420,9.5,150,3,3.1,314]
[6421,10.1,244,12,4.4000000000000004,306]
[6422,11.7,346,91,3.9,288]
[6423,12.3,341,156,3.9,280]
[6424,11.7,168,16,4,294]
[6425,11.1,87,7,3.5,308]
[6426,10.199999999999999,27,0,3.8,315]
[6427,9.6999999999999993,5,0,2.5,314]
[6428,9.1,0,0,1.2,315]
[6429,8.6999999999999993,0,0,0.5,311]
[6430,8.4,0,0,1,309]
[6431,7.7,0,0,1.1000000000000001,304]
[6432,6.8,0,0,0.9,300]
[6433,6.1,0,0,0.8,297]
[6434,5.3,0,0,1,292]
[6435,5,0,0,1.1000000000000001,289]
[6436,4.7,0,0,0.8,286]
[6437,4.5999999999999996,0,0,1,285]
[6438,4.7,0,0,1.3,284]
[6439,5.2,33,145,1.2,283]
[6440,6.9,141,208,0.6,291]
[6441,9.3000000000000007,306,471,0.7,292]
[6442,12.3,472,690,0.6,289]
[6443,16.100000000000001,582,750,1.5,289]
[6444,18.5,650,787,3.3,290]
[6445,20.100000000000001,677,829,3.7,296]
[6446,20.5,607,747,4.3,303]
[6447,19.5,525,733,5.4,304]
[6448,16.600000000000001,355,485,5.9,301]
[6449,14.5,181,192,5.9,308]
[6450,12.5,43,18,6.8,319]
[6451,11.6,4,0,5.4,318]
[6452,10.4,0,0,1.6,316]
[6453,9.1,0,0,0.7,311]
[6454,8.1999999999999993,0,0,0.6,307]
[6455,7.6,0,0,0.4,305]
[6456,7.1,0,0,0.1,304]
[6457,6.8,0,0,0.1,302]
[6458,6.6,0,0,0.1,301]
[6459,6.4,0,0,0.2,299]
[6460,5.9,0,0,0.8,295]
[6461,5.7,0,0,1.2,293]
[6462,5.7,0,0,1.2,292]
[6463,5.8,32,173,1.3,290]
[6464,7,139,211,1,295]
[6465,9.5,293,422,0.5,296]
[6466,12.2,457,649,0.8,297]
[6467,15.2,579,754,1.8,296]
[6468,16.5,669,840,5.2,296]
[6469,17.3,689,861,6.6,296]
[6470,17.899999999999999,596,729,6.4,302]
[6471,17.7,434,431,6,309]
[6472,16.7,329,390,5.6,312]
[6473,14.6,174,178,5.0999999999999996,316]
[6474,12.4,40,19,4.7,321]
[6475,11.1,4,0,2.9,320]
[6476,9.6999999999999993,0,0,0.8,315]
[6477,8.8000000000000007,0,0,0.8,310]
[6478,8.1999999999999993,0,0,1.1000000000000001,308]
[6479,7.7,0,0,1.2,305]
[6480,7.1,0,0,1.3,303]
[6481,6.9,0,0,1.3,301]
[6482,6.8,0,0,1.3,298]
[6483,6.8,0,0,1.1000000000000001,296]
[6484,6.6,0,0,0.6,292]
[6485,6.6,0,0,0.4,290]
[6486,6.2,0,0,0.4,288]
[6487,6.3,30,179,0.2,288]
[6488,7.3,124,139,0.2,297]
[6489,9.8000000000000007,277,359,0.4,298]
[6490,13.1,445,618,0.6,292]
[6491,17.2,574,751,1.5,288]
[6492,21.4,626,750,2.1,293]
[6493,23.5,634,749,3.5,302]
[6494,21.8,558,629,4.4000000000000004,303]
[6495,22.8,380,274,2.8,307]
[6496,22.4,249,134,1.9,312]
[6497,19.3,121,37,3.4,319]
[6498,15.7,39,20,2.8,321]
[6499,13.5,2,0,0.9,319]
[6500,12.4,0,0,0.6,314]
[6501,11.3,0,0,1.2,310]
[6502,10.4,0,0,1.4,306]
[6503,10.1,0,0,1.3,304]
[6504,10.1,0,0,1.1000000000000001,300]
[6505,10,0,0,0.9,298]
[6506,10.199999999999999,0,0,0.5,299]
[6507,9.9,0,0,0.3,298]
[6508,9.4,0,0,0.1,297]
[6509,8.8000000000000007,0,0,0.2,297]
[6510,8.5,0,0,0,296]
[6511,8.6,24,126,0.1,297]
[6512,9.1,84,24,0.4,308]
[6513,10.9,165,39,0.3,311]
[6514,12.7,261,79,1.8,306]
[6515,13.1,290,56,5.9,310]
[6516,12.2,298,40,6.3,314]
[6517,13.2,422,193,5.8,310]
[6518,13.6,462,349,6.3,309]
[6519,13.1,364,242,7.5,313]
[6520,12,271,206,8.1,311]
[6521,11,142,87,7.2,316]
[6522,9.5,46,54,6,315]
[6523,8.6999999999999993,3,0,5.7,317]
[6524,8.5,0,0,4.8,318]
[6525,8.6,0,0,2.6,319]
[6526,8.5,0,0,2.2000000000000002,320]
[6527,8.4,0,0,1.4,320]
[6528,8.3000000000000007,0,0,1.1000000000000001,319]
[6529,8.1999999999999993,0,0,0.7,320]
[6530,8,0,0,1.4,320]
[6531,7.8,0,0,2.5,322]
[6532,7.5,0,0,3.8,322]
[6533,6.8,0,0,4.2,319]
[6534,5.2,0,0,5.3,311]
[6535,4.3,8,0,5.4,307]
[6536,4.5999999999999996,44,5,3.8,308]
[6537,5.8,103,6,1.9,311]
[6538,6.3,129,4,2,314]
[6539,6.1,144,3,4.2,315]
[6540,6.7,220,9,4.0999999999999996,313]
[6541,7.1,312,49,4.4000000000000004,308]
[6542,7.3,404,215,4.4000000000000004,301]
[6543,7.3,335,178,4.2,302]
[6544,6.6,105,5,4.5999999999999996,317]
[6545,6.2,58,4,3.7,317]
[6546,5.5,10,0,3.4,318]
[6547,4.9000000000000004,1,0,3.4,314]
[6548,4.7,0,0,2.7,313]
[6549,4.9000000000000004,0,0,1.5,313]
[6550,6.2,0,0,0.9,317]
[6551,7.2,0,0,1.3,320]
[6552,8,0,0,1.5,321]
[6553,8.8000000000000007,0,0,2,313]
[6554,9.1,0,0,2.6,314]
[6555,9.6,0,0,3.6,315]
[6556,8.8000000000000007,0,0,1.4,314]
[6557,8,0,0,0.4,311]
[6558,7.7,0,0,0.4,310]
[6559,8.1999999999999993,13,36,0.5,313]
[6560,9,80,20,0.5,314]
[6561,10.3,170,51,0.7,313]
[6562,11.3,240,58,1.5,311]
[6563,13.3,461,424,2.7,300]
[6564,15,584,668,4.4000000000000004,295]
[6565,14.9,479,339,4.0999999999999996,301]
[6566,14.4,391,193,4.0999999999999996,302]
[6567,15.6,416,431,3.6,298]
[6568,14.1,273,236,2.9,303]
[6569,11.5,69,4,4.3,327]
[6570,10.4,25,6,4.4000000000000004,328]
[6571,9.6,0,0,3.1,326]
[6572,9.1,0,0,1.6,326]
[6573,9,0,0,1.9,325]
[6574,8.9,0,0,2.5,323]
[6575,8.8000000000000007,0,0,3.2,320]
[6576,8.4,0,0,3.3,318]
[6577,8.1999999999999993,0,0,3.2,316]
[6578,7.9,0,0,2.6,312]
[6579,7.6,0,0,2,309]
[6580,7.3,0,0,1.5,309]
[6581,7.1,0,0,1.7,307]
[6582,7.2,0,0,1.3,306]
[6583,7,18,129,0.6,304]
[6584,7.4,76,21,0.3,313]
[6585,8.6999999999999993,176,63,0.3,312]
[6586,10,337,268,0.9,306]
[6587,11.2,518,627,2.6,298]
[6588,11.6,645,842,4.2,293]
[6589,12.1,666,868,6.1,292]
[6590,12.7,628,873,6,289]
[6591,13.9,539,867,5.2,292]
[6592,14.1,424,894,5,291]
[6593,12.6,206,509,5.2,300]
[6594,10.5,33,12,5,320]
[6595,8.8000000000000007,0,0,2.2000000000000002,314]
[6596,7.5,0,0,0.2,306]
[6597,6.5,0,0,0.4,300]
[6598,6.3,0,0,1.2,296]
[6599,5.9,0,0,1.3,293]
[6600,5.6,0,0,1.2,289]
[6601,5.4,0,0,1.2,286]
[6602,5.5,0,0,1.4,283]
[6603,5.2,0,0,1.5,280]
[6604,4.8,0,0,1.5,276]
[6605,4.4000000000000004,0,0,1.4,273]
[6606,4.4000000000000004,0,0,0.9,272]
[6607,4.3,28,184,1.1000000000000001,269]
[6608,5,145,393,0.9,278]
[6609,6.9,329,730,0.7,278]
[6610,10.6,466,773,0.8,286]
[6611,13.4,561,777,1.7,282]
[6612,15.4,591,716,2.8,282]
[6613,16.399999999999999,520,477,3.5,291]
[6614,15.8,476,439,3.4,294]
[6615,14.8,332,198,2.6,300]
[6616,14.3,304,397,2.2999999999999998,295]
[6617,13.7,203,526,2,294]
[6618,11.8,41,58,1.8,302]
[6619,9.6999999999999993,2,0,0.8,302]
[6620,8.6,0,0,0.5,302]
[6621,7.7,0,0,0.8,301]
[6622,7.6,0,0,1,302]
[6623,7.6,0,0,1,304]
[6624,7.2,0,0,0.8,305]
[6625,6.9,0,0,1,306]
[6626,7,0,0,0.6,307]
[6627,6.8,0,0,0.3,311]
[6628,7,0,0,0.5,314]
[6629,7.1,0,0,0.5,318]
[6630,7.1,0,0,0.7,321]
[6631,7,0,0,0.6,323]
[6632,7.5,27,0,0.6,319]
[6633,8,74,3,0.7,318]
[6634,8.6,100,2,1.4,322]
[6635,8.4,59,0,2.9,328]
[6636,7.3,75,2,4.5999999999999996,325]
[6637,7.2,78,2,4.2,326]
[6638,7,73,2,5,325]
[6639,6.2,69,2,6,320]
[6640,5.2,43,0,6.5,314]
[6641,4.5999999999999996,24,0,5.3,310]
[6642,3.7,6,0,3.5,306]
[6643,3.3,2,0,2.2000000000000002,302]
[6644,2.9,0,0,1.6,299]
[6645,2.6,0,0,1.6,299]
[6646,2.4,0,0,3.1,301]
[6647,2.6,0,0,4.5,303]
[6648,2.7,0,0,4.3,303]
[6649,2.6,0,0,3.9,303]
[6650,2.4,0,0,4.5,304]
[6651,1.8,0,0,4.8,301]
[6652,1.8,0,0,4.9000000000000004,301]
[6653,1.7,0,0,4.7,301]
[6654,1.5,0,0,4.5999999999999996,300]
[6655,1.5,0,0,4.9000000000000004,300]
[6656,1.6,34,0,4.5,293]
[6657,2,95,6,4.0999999999999996,290]
[6658,2.7,197,26,4.0999999999999996,285]
[6659,3.4,308,92,3.4,282]
[6660,3.8,326,80,3.3,283]
[6661,4.5999999999999996,359,117,2.8,283]
[6662,5.7,356,151,1.8,279]
[6663,6,296,132,2.7,282]
[6664,6.5,372,779,2.8,266]
[6665,5.8,189,492,1.9,272]
[6666,4,28,21,1.2,284]
[6667,2.6,0,0,1,282]
[6668,1.3,0,0,0.7,278]
[6669,1.1000000000000001,0,0,1.4,279]
[6670,0.7,0,0,1.6,278]
[6671,0.3,0,0,1.7,277]
[6672,-0.3,0,0,1.3,276]
[6673,-0.8,0,0,1.2,273]
[6674,-1.4,0,0,1,271]
[6675,-1.7,0,0,0.7,271]
[6676,-1.6,0,0,0.5,273]
[6677,-1.4,0,0,0.7,275]
[6678,-0.9,0,0,0.5,277]
[6679,-0.5,0,0,0.4,280]
[6680,0.4,111,182,0.3,258]
[6681,3.5,298,621,0.7,261]
[6682,6.4,447,750,0.8,264]
[6683,9.6,525,708,0.9,264]
[6684,11.9,575,709,0.8,262]
[6685,14.2,587,726,1.1000000000000001,263]
[6686,15.9,568,783,1.9,269]
[6687,16.100000000000001,502,832,4.3,273]
[6688,15.6,376,821,3.9,275]
[6689,13.3,175,410,1.5,280]
[6690,9.8000000000000007,16,0,0.4,297]
[6691,7.6,1,0,0.5,288]
[6692,6.5,0,0,1,282]
[6693,5.8,0,0,1.3,280]
[6694,5,0,0,1.1000000000000001,275]
[6695,4.7,0,0,1.2,271]
[6696,4.3,0,0,1.3,270]
[6697,4,0,0,1.6,269]
[6698,3.7,0,0,1.5,267]
[6699,3.5,0,0,1,267]
[6700,3.2,0,0,1.2,265]
[6701,3.3,0,0,1.6,265]
[6702,3.2,0,0,1.1000000000000001,265]
[6703,2.7,0,0,0.6,263]
[6704,3.6,139,465,0.4,267]
[6705,6.1,349,888,0.8,267]
[6706,9.1,431,706,1.5,276]
[6707,10.8,460,495,3.4,277]
[6708,10.8,389,188,4.7,287]
[6709,10,163,5,4.5,303]
[6710,9.1999999999999993,156,5,4.7,306]
[6711,7.8,114,4,5.0999999999999996,304]
[6712,7.1,94,5,5.4,304]
[6713,6.6,53,5,5.2,307]
[6714,6.3,17,8,3.4,303]
[6715,6.2,1,0,1.7,305]
[6716,5.9,0,0,0.9,307]
[6717,5.8,0,0,1.8,307]
[6718,5.7,0,0,2.2000000000000002,309]
[6719,5.7,0,0,2.2999999999999998,309]
[6720,5.7,0,0,2.4,309]
[6721,5.6,0,0,2.5,309]
[6722,5.5,0,0,2.2999999999999998,309]
[6723,5.4,0,0,2.2999999999999998,310]
[6724,5.0999999999999996,0,0,4.5999999999999996,309]
[6725,4.0999999999999996,0,0,5.8,304]
[6726,3.2,0,0,6.3,303]
[6727,2,0,0,6.5,296]
[6728,1.3,14,0,5.8,293]
[6729,1,40,0,5.5,290]
[6730,1.2,84,2,5.4,288]
[6731,1.4,136,4,4.8,287]
[6732,1.4,258,28,4.9000000000000004,280]
[6733,1.7,394,196,5.7,272]
[6734,2.4,437,383,6.1,269]
[6735,2.2999999999999998,306,176,5.6,273]
[6736,1.6,161,33,5.0999999999999996,276]
[6737,1.1000000000000001,67,10,5.6,279]
[6738,0.6,13,0,6.2,279]
[6739,0.1,0,0,5.6,276]
[6740,-0.2,0,0,4.8,274]
[6741,-0.2,0,0,2.7,271]
[6742,-1,0,0,1.5,266]
[6743,-2,0,0,1.3,259]
[6744,-2.2000000000000002,0,0,1.2,257]
[6745,-2.9,0,0,0.9,252]
[6746,-3.2,0,0,1,249]
[6747,-3.4,0,0,1.3,246]
[6748,-3.7,0,0,1.7,243]
[6749,-4,0,0,1.6,241]
[6750,-4.0999999999999996,0,0,1.3,238]
[6751,-4.8,0,0,0.8,233]
[6752,-3.3,125,379,0.7,238]
[6753,-0.1,327,840,0.7,244]
[6754,3.5,467,863,1,251]
[6755,7.3,549,822,1.2,249]
[6756,10.7,616,857,2.9,240]
[6757,11.3,637,885,5.7,235]
[6758,10.9,580,856,6.8,238]
[6759,11,498,868,6.1,237]
[6760,10.7,350,782,5,242]
[6761,9.3000000000000007,153,337,2,258]
[6762,6.4,29,140,0.9,258]
[6763,5.2,1,0,1.2,259]
[6764,4.5999999999999996,0,0,1.5,258]
[6765,3.8,0,0,1.4,259]
[6766,3,0,0,0.6,256]
[6767,2.5,0,0,0.4,252]
[6768,2.2999999999999998,0,0,0.8,248]
[6769,1.9,0,0,0.4,249]
[6770,1.5,0,0,0.2,248]
[6771,1.2,0,0,0.2,245]
[6772,1,0,0,0.1,244]
[6773,0.9,0,0,0.1,243]
[6774,0.7,0,0,0,242]
[6775,1,0,0,0.1,242]
[6776,2.2000000000000002,124,408,0.4,250]
[6777,4.5,324,849,0.5,255]
[6778,8.1,468,876,0.6,255]
[6779,11.6,559,860,0.9,250]
[6780,13.8,601,836,3.1,250]
[6781,14.5,621,866,7.2,248]
[6782,15.3,573,852,6.8,249]
[6783,14.7,481,836,6.8,248]
[6784,13.5,368,875,6.7,246]
[6785,11.4,157,413,5.0999999999999996,255]
[6786,8.3000000000000007,11,0,1.9,278]
[6787,6,0,0,0.5,278]
[6788,4.8,0,0,0.6,275]
[6789,3.9,0,0,1.1000000000000001,271]
[6790,3.9,0,0,1.5,268]
[6791,3.5,0,0,0.9,265]
[6792,3.1,0,0,0.4,262]
[6793,3.5,0,0,0.7,261]
[6794,3.4,0,0,0.8,259]
[6795,3.1,0,0,0.5,255]
[6796,3,0,0,0.7,253]
[6797,2.8,0,0,0.5,249]
[6798,2.6,0,0,0.4,247]
[6799,2.1,0,0,0.4,245]
[6800,3.4,122,420,0.6,249]
[6801,5.4,319,845,0.6,251]
[6802,8.9,463,876,0.5,258]
[6803,11.6,552,856,0.8,257]
[6804,15.2,596,834,1.4,254]
[6805,17.8,610,854,2.6,258]
[6806,18.399999999999999,571,861,3.6,259]
[6807,18.8,482,857,3.8,256]
[6808,17.5,334,756,2.9,265]
[6809,14,147,363,1.2,274]
[6810,11,12,18,0.6,290]
[6811,9.4,0,0,0.7,289]
[6812,7.7,0,0,0.7,285]
[6813,6.6,0,0,1,284]
[6814,6.2,0,0,0.8,283]
[6815,6.1,0,0,1.2,283]
[6816,6,0,0,0.9,283]
[6817,5.9,0,0,0.7,284]
[6818,6.1,0,0,0.5,285]
[6819,6.2,0,0,0.8,285]
[6820,5.8,0,0,1.7,284]
[6821,5.4,0,0,1.8,283]
[6822,5.5,0,0,1.5,283]
[6823,5.5,0,0,0.6,282]
[6824,6,103,246,0.5,285]
[6825,7.3,214,264,1.3,289]
[6826,10.8,278,181,3.2,298]
[6827,13.6,344,197,4.3,298]
[6828,15.1,365,171,4.7,300]
[6829,16.8,379,193,5.9,299]
[6830,17,322,131,6.6,300]
[6831,15.7,201,30,5.8,309]
[6832,12.9,138,21,5.2,306]
[6833,12.2,68,11,4.9000000000000004,309]
[6834,12.2,7,0,4.8,311]
[6835,12,0,0,3.6,309]
[6836,11.1,0,0,2.5,311]
[6837,9.5,0,0,2.2000000000000002,317]
[6838,7.5,0,0,1.8,317]
[6839,7.6,0,0,3.4,314]
[6840,8.1,0,0,5.3,311]
[6841,7.9,0,0,3.9,305]
[6842,8.1999999999999993,0,0,3.6,301]
[6843,7,0,0,4.7,301]
[6844,8.8000000000000007,0,0,4.4000000000000004,301]
[6845,9.6999999999999993,0,0,3.6,300]
[6846,8.1,0,0,3.1,299]
[6847,7.9,0,0,2.8,300]
[6848,8.3000000000000007,64,34,3.9,302]
[6849,8.8000000000000007,150,56,4.5999999999999996,303]
[6850,9.3000000000000007,183,26,5.6,309]
[6851,10.1,310,130,5.9,303]
[6852,11.1,399,256,4.9000000000000004,298]
[6853,11.4,268,40,4.3,306]
[6854,12.6,385,286,3,294]
[6855,13.2,383,513,3.3,289]
[6856,12.8,248,334,3.5,292]
[6857,11.5,108,132,2.4,300]
[6858,9.4,12,78,1.9,307]
[6859,7.4,0,0,1.2,300]
[6860,6.5,0,0,1.2,294]
[6861,5.9,0,0,1.1000000000000001,293]
[6862,5.3,0,0,1,290]
[6863,4.9000000000000004,0,0,1,287]
[6864,4.9000000000000004,0,0,1.1000000000000001,284]
[6865,5.2,0,0,1.3,283]
[6866,4.8,0,0,0.9,281]
[6867,4.4000000000000004,0,0,0.9,279]
[6868,4.3,0,0,1.3,276]
[6869,4.5,0,0,1.5,275]
[6870,4,0,0,1.4,274]
[6871,3.8,0,0,1.2,272]
[6872,4.5999999999999996,101,289,1.3,274]
[6873,6.6,262,591,1.2,271]
[6874,9.8000000000000007,417,772,0.7,278]
[6875,12.4,507,769,0.8,280]
[6876,14.8,554,761,0.9,282]
[6877,17.7,555,749,1,284]
[6878,19.5,523,775,2.2000000000000002,283]
[6879,18.100000000000001,452,816,4.7,283]
[6880,16.7,301,664,3.3,287]
[6881,13,121,244,1.6,288]
[6882,10.5,10,68,0.3,298]
[6883,8.6,0,0,0.4,293]
[6884,7,0,0,0.6,288]
[6885,6.4,0,0,0.3,287]
[6886,5.7,0,0,0.2,285]
[6887,5.0999999999999996,0,0,0.2,284]
[6888,4.7,0,0,0.1,283]
[6889,4.4000000000000004,0,0,0.2,283]
[6890,4.3,0,0,0.2,282]
[6891,4.9000000000000004,0,0,0.3,279]
[6892,5.5,0,0,0.5,280]
[6893,6,0,0,0.8,279]
[6894,6.1,0,0,1,279]
[6895,5.6,0,0,0.4,278]
[6896,5.9,92,225,0.5,279]
[6897,8.4,232,420,1.7,280]
[6898,12.3,287,237,3.2,288]
[6899,14.5,378,319,4.3,288]
[6900,16.5,434,376,5.0999999999999996,294]
[6901,17.2,374,204,5.9,296]
[6902,17.3,353,218,6.4,295]
[6903,16.899999999999999,295,214,5.3,294]
[6904,16.3,178,96,4.2,298]
[6905,14.3,62,12,2.7,302]
[6906,12.8,11,88,2,294]
[6907,11.4,0,0,1.8,295]
[6908,10.9,0,0,1.7,298]
[6909,10.1,0,0,1.7,299]
[6910,8.6,0,0,1.4,297]
[6911,7.8,0,0,0.7,295]
[6912,7.2,0,0,0.6,296]
[6913,6.7,0,0,0.6,297]
[6914,6.7,0,0,0.6,298]
[6915,6.8,0,0,0.4,300]
[6916,6.9,0,0,0.3,303]
[6917,6.9,0,0,0.3,303]
[6918,6.8,0,0,0.3,304]
[6919,6.7,0,0,0.8,305]
[6920,7.2,37,7,1,307]
[6921,9.6,137,45,0.8,301]
[6922,12.4,254,149,2.2000000000000002,284]
[6923,13.6,255,59,2.8,286]
[6924,13.8,275,54,2.8,285]
[6925,13.7,225,20,2.8,295]
[6926,12.9,129,4,2.9,305]
[6927,12.5,89,2,2.2000000000000002,308]
[6928,12,61,3,1.9,308]
[6929,11.1,26,0,1.9,317]
[6930,10.3,5,0,1,317]
[6931,9.4,0,0,0.6,316]
[6932,8.9,0,0,1.3,315]
[6933,8.5,0,0,1.3,314]
[6934,7.8,0,0,1,311]
[6935,7.2,0,0,0.7,310]
[6936,6.9,0,0,0.5,310]
[6937,6.7,0,0,0.4,309]
[6938,6.6,0,0,0.4,307]
[6939,6.6,0,0,0.3,307]
[6940,6.5,0,0,0.5,307]
[6941,6.4,0,0,0.8,305]
[6942,6.3,0,0,0.8,305]
[6943,6.3,0,0,1.4,306]
[6944,6.4,36,8,1.1000000000000001,306]
[6945,6.7,87,7,1.2,306]
[6946,8.1999999999999993,198,49,1.7,302]
[6947,10.199999999999999,340,226,3.4,296]
[6948,11.4,251,36,4.5999999999999996,304]
[6949,12.2,280,59,3.9,300]
[6950,13.1,260,60,3.2,298]
[6951,13.4,246,109,2.7,298]
[6952,13.2,220,274,3.6,294]
[6953,11.9,127,420,2.9,290]
[6954,9.6999999999999993,5,0,1.4,287]
[6955,8.1,0,0,1.4,282]
[6956,7.4,0,0,1.4,281]
[6957,6.6,0,0,0.9,280]
[6958,6.3,0,0,0.1,281]
[6959,6.1,0,0,0.3,282]
[6960,5.8,0,0,0.5,280]
[6961,5.4,0,0,0.6,279]
[6962,5.2,0,0,0.7,278]
[6963,5.3,0,0,0.9,281]
[6964,5.5,0,0,2.1,283]
[6965,5.3,0,0,2.2999999999999998,288]
[6966,4.8,0,0,1.5,289]
[6967,4.4000000000000004,0,0,1.4,288]
[6968,4.7,66,80,1.4,289]
[6969,5.6,204,311,1,283]
[6970,7.2,291,285,1.1000000000000001,285]
[6971,8.3000000000000007,289,118,2.1,291]
[6972,9.1,285,71,3.7,297]
[6973,8.5,234,25,4.9000000000000004,301]
[6974,8,164,8,4.7,301]
[6975,7.8,109,5,3.5,304]
[6976,7.5,82,3,3.2,305]
[6977,7.1,50,6,2.8,304]
[6978,6.5,6,0,1.7,304]
[6979,6.1,0,0,0.4,303]
[6980,5.7,0,0,0.5,301]
[6981,5.0999999999999996,0,0,0.6,296]
[6982,4.2,0,0,0.9,291]
[6983,4,0,0,1.1000000000000001,288]
[6984,4.0999999999999996,0,0,1.2,286]
[6985,4.5,0,0,0.7,287]
[6986,4.5999999999999996,0,0,0.5,286]
[6987,4.2,0,0,0.7,283]
[6988,3.6,0,0,1.2,278]
[6989,3,0,0,1,274]
[6990,2.4,0,0,1,270]
[6991,2.2999999999999998,0,0,1.1000000000000001,267]
[6992,2.8,96,440,1.1000000000000001,268]
[6993,4.7,270,779,1,268]
[6994,7.4,420,868,0.9,268]
[6995,9.8000000000000007,455,664,1.9,267]
[6996,9.9,342,169,3.3,271]
[6997,10.199999999999999,284,69,3.2,276]
[6998,10.3,223,32,3.4,279]
[6999,10.199999999999999,151,12,3,284]
[7000,10,106,10,2.5,288]
[7001,9.1999999999999993,90,141,2.2000000000000002,277]
[7002,6.7,10,0,1.7,275]
[7003,5.0999999999999996,0,0,1.5,274]
[7004,3.9,0,0,0.5,273]
[7005,3.3,0,0,0.4,273]
[7006,2.7,0,0,0.5,271]
[7007,2.2000000000000002,0,0,0.6,270]
[7008,2.1,0,0,0.3,271]
[7009,1.9,0,0,0.3,270]
[7010,2,0,0,0.2,271]
[7011,2.4,0,0,0.3,272]
[7012,2.8,0,0,0.3,274]
[7013,3.1,0,0,0.3,278]
[7014,3.1,0,0,0.2,278]
[7015,3.4,0,0,0.1,281]
[7016,3.9,58,60,0.7,281]
[7017,4.8,143,78,2.2999999999999998,280]
[7018,4.8,135,10,4.4000000000000004,285]
[7019,4.9000000000000004,193,18,5.4,287]
[7020,5.3,218,20,6.2,292]
[7021,5.5,264,52,6.3,292]
[7022,6,331,208,6.2,288]
[7023,5.6,167,19,5.9,297]
[7024,5.3,47,0,4.5,308]
[7025,5.3,25,0,4,307]
[7026,5,4,0,3.9,306]
[7027,4.8,0,0,3.7,305]
[7028,4.5999999999999996,0,0,4.2,305]
[7029,4.5,0,0,4.0999999999999996,304]
[7030,4.4000000000000004,0,0,3.8,303]
[7031,4.2,0,0,3.9,301]
[7032,4.0999999999999996,0,0,3.2,301]
[7033,4.0999999999999996,0,0,1.8,299]
[7034,4.2,0,0,1,297]
[7035,4,0,0,1.5,295]
[7036,3.7,0,0,1.9,293]
[7037,3.5,0,0,2.2999999999999998,292]
[7038,3.3,0,0,2.2999999999999998,290]
[7039,2.8,0,0,1.7,286]
[7040,2.2000000000000002,57,72,1.4,281]
[7041,3.6,216,455,1.2,273]
[7042,6.2,405,851,0.9,272]
[7043,9.1,497,844,0.9,277]
[7044,10.7,490,659,2,283]
[7045,10.9,422,403,4.4000000000000004,287]
[7046,10.6,370,336,5.5,287]
[7047,9.8000000000000007,230,100,5.2,293]
[7048,9.9,173,135,4,294]
[7049,9.4,117,513,3.4,286]
[7050,6.8,20,0,3.5,286]
[7051,5.4,0,0,4.2,288]
[7052,5,0,0,2.2000000000000002,288]
[7053,4.8,0,0,1.8,288]
[7054,4.0999999999999996,0,0,1.3,285]
[7055,3.7,0,0,1.6,284]
[7056,3.4,0,0,1.8,283]
[7057,3.1,0,0,1.6,282]
[7058,2.1,0,0,1.5,278]
[7059,1.5,0,0,1.1000000000000001,276]
[7060,0.8,0,0,0.9,274]
[7061,0.2,0,0,0.7,271]
[7062,0.1,0,0,0.8,269]
[7063,0.1,0,0,0.9,269]
[7064,0.5,48,37,1.1000000000000001,270]
[7065,2,212,452,1.1000000000000001,261]
[7066,5.3,414,892,1,262]
[7067,8.4,504,875,2,266]
[7068,10.8,542,844,3.9,260]
[7069,11.7,545,842,3.7,258]
[7070,12.1,509,860,3,262]
[7071,11.7,427,877,3.5,263]
[7072,11.2,266,692,2.5,271]
[7073,8.6,85,180,1.4,278]
[7074,6.2,3,0,1.8,272]
[7075,5,0,0,1.6,269]
[7076,3.6,0,0,1.4,266]
[7077,2.5,0,0,1.1000000000000001,262]
[7078,1.8,0,0,0.8,259]
[7079,0.9,0,0,0.8,256]
[7080,0.1,0,0,0.8,251]
[7081,-0.2,0,0,1,249]
[7082,-0.6,0,0,1,247]
[7083,-1.3,0,0,1.1000000000000001,243]
[7084,-1.8,0,0,1.5,237]
[7085,-2,0,0,1.6,234]
[7086,-2.2999999999999998,0,0,1.4,233]
[7087,-2.4,0,0,0.9,229]
[7088,-1.9,51,58,1.3,230]
[7089,0.3,222,558,1.3,220]
[7090,4.9000000000000004,426,930,1.2,217]
[7091,9.3000000000000007,516,910,2.2999999999999998,216]
[7092,11.2,532,831,3.7,218]
[7093,11.7,474,620,3.8,220]
[7094,11.8,400,475,3.1,230]
[7095,10.1,171,28,2,247]
[7096,7.9,123,32,0.9,247]
[7097,5.9,44,8,0.2,254]
[7098,3.9,5,0,0.2,250]
[7099,2.2999999999999998,0,0,0.5,246]
[7100,1.4,0,0,0.5,244]
[7101,1.1000000000000001,0,0,0.7,245]
[7102,0.7,0,0,0.4,247]
[7103,0.2,0,0,0.6,246]
[7104,0,0,0,0.9,248]
[7105,0,0,0,0.9,248]
[7106,0.5,0,0,0.7,248]
[7107,0.9,0,0,0.3,252]
[7108,1,0,0,0.4,253]
[7109,0.7,0,0,0.6,252]
[7110,0.2,0,0,1.1000000000000001,252]
[7111,-0.3,0,0,1.2,254]
[7112,-0.7,38,20,0.8,253]
[7113,0.6,191,357,1,240]
[7114,3.8,388,841,0.7,239]
[7115,6.5,484,849,1.1000000000000001,237]
[7116,8,527,829,2.1,231]
[7117,9,535,843,3.6,231]
[7118,8.9,496,854,5.8,234]
[7119,8.6999999999999993,408,852,6.1,238]
[7120,7.8,243,597,4.8,246]
[7121,6.4,79,179,2.9,255]
[7122,4.3,4,0,1.3,258]
[7123,2.5,0,0,0.2,257]
[7124,1.2,0,0,0.4,254]
[7125,0.5,0,0,0.6,253]
[7126,0.1,0,0,0.6,253]
[7127,-0.4,0,0,0.4,254]
[7128,-0.7,0,0,0.9,254]
[7129,-1.2,0,0,0.9,253]
[7130,-1.2,0,0,1.1000000000000001,254]
[7131,-0.9,0,0,1.3,256]
[7132,-1,0,0,1.1000000000000001,258]
[7133,-1.3,0,0,1.4,257]
[7134,-1.6,0,0,1.5,256]
[7135,-1.5,0,0,1.3,257]
[7136,-0.8,39,21,1.6,260]
[7137,0.5,141,109,1.3,256]
[7138,3.2,293,399,1.1000000000000001,255]
[7139,6.3,411,591,2,253]
[7140,8.6999999999999993,429,496,3.6,255]
[7141,9.5,470,640,3.3,254]
[7142,9.5,402,517,4.4000000000000004,259]
[7143,8.4,160,21,5.2,275]
[7144,7.3,71,4,4.2,280]
[7145,6.2,22,0,4.5,290]
[7146,4.5,5,0,5.4,295]
[7147,3.6,0,0,5.0999999999999996,296]
[7148,3.3,0,0,5.5,296]
[7149,3,0,0,5.3,296]
[7150,2.9,0,0,4.0999999999999996,294]
[7151,2.9,0,0,3.7,294]
[7152,2.7,0,0,2.7,294]
[7153,3,0,0,1.7,294]
[7154,2.8,0,0,1.2,291]
[7155,2.5,0,0,1.7,288]
[7156,2.2000000000000002,0,0,1.6,287]
[7157,1.8,0,0,1.4,284]
[7158,1.1000000000000001,0,0,1.3,280]
[7159,0.5,0,0,1.1000000000000001,277]
[7160,0.4,35,22,1.2,275]
[7161,1.2,181,334,1.7,262]
[7162,3.8,407,923,2.1,257]
[7163,5.8,440,731,2.1,262]
[7164,6.8,441,558,2.6,265]
[7165,8.5,493,743,3,263]
[7166,9.3000000000000007,444,709,3,261]
[7167,9.1999999999999993,314,456,3.7,266]
[7168,7.8,177,221,4.2,266]
[7169,6.6,65,115,3.2,265]
[7170,5.6,11,0,1.9,265]
[7171,4.7,0,0,1.9,267]
[7172,4,0,0,1.8,269]
[7173,3.8,0,0,2.7,271]
[7174,3.1,0,0,5.6,279]
[7175,1.9,0,0,5.5,280]
[7176,1.2,0,0,3.8,279]
[7177,0.6,0,0,5.0999999999999996,278]
[7178,0,0,0,5.2,276]
[7179,-0.2,0,0,3.9,275]
[7180,-0.4,0,0,2.4,274]
[7181,-0.4,0,0,2.4,276]
[7182,-0.5,0,0,4,276]
[7183,-0.9,0,0,4.8,275]
[7184,-1.1000000000000001,17,0,4,274]
[7185,-0.9,45,4,3.1,276]
[7186,-0.8,56,3,2.8,278]
[7187,-0.8,72,2,2.5,278]
[7188,-0.5,132,4,2.2999999999999998,274]
[7189,-0.5,208,22,3,269]
[7190,-0.3,253,86,3.7,264]
[7191,0.2,210,92,3.1,262]
[7192,0.3,146,105,2.1,262]
[7193,0,46,28,1.6,268]
[7194,-0.4,5,0,0.9,266]
[7195,-0.8,0,0,0.7,265]
[7196,-1.3,0,0,0.8,261]
[7197,-1.8,0,0,0.8,258]
[7198,-2.4,0,0,1.2,255]
[7199,-3,0,0,1.8,252]
[7200,-3.6,0,0,1.7,249]
[7201,-4.3,0,0,1.5,244]
[7202,-6,0,0,1.4,233]
[7203,-6.7,0,0,1.5,229]
[7204,-9.6,0,0,1.6,215]
[7205,-8.1,0,0,2,222]
[7206,-5.4,0,0,2,234]
[7207,-4.5,0,0,1.7,238]
[7208,-3.8,52,94,1.6,240]
[7209,-2.8,187,428,2.1,239]
[7210,-0.3,363,819,3,238]
[7211,2.7,471,871,3.1,240]
[7212,4.0999999999999996,530,890,4.2,241]
[7213,4.7,537,896,5,237]
[7214,5.0999999999999996,488,889,4.5999999999999996,236]
[7215,5,312,487,4.0999999999999996,242]
[7216,4.3,144,107,3.6,250]
[7217,3.6,30,10,3,264]
[7218,3.2,3,0,3.5,264]
[7219,3.3,0,0,4,266]
[7220,3.4,0,0,3.8,270]
[7221,3.4,0,0,3.5,274]
[7222,3.7,0,0,3.7,271]
[7223,3.9,0,0,4.9000000000000004,270]
[7224,4.2,0,0,5.3,270]
[7225,4.5999999999999996,0,0,4,273]
[7226,4,0,0,3.8,275]
[7227,3.4,0,0,4.0999999999999996,280]
[7228,2.9,0,0,2.9,281]
[7229,3,0,0,2.5,280]
[7230,2.7,0,0,2.1,282]
[7231,2.5,0,0,1.8,284]
[7232,2.2999999999999998,21,0,2.2000000000000002,284]
[7233,1.6,32,0,4,288]
[7234,0.9,42,0,4.9000000000000004,288]
[7235,0.8,99,2,3,284]
[7236,1.6,158,8,1.5,282]
[7237,2.6,227,36,1.4,280]
[7238,3,238,73,3.3,280]
[7239,2.2999999999999998,192,71,6.3,279]
[7240,1.8,91,12,5.7,283]
[7241,1.4,31,10,3.3,284]
[7242,1.4,4,0,1.5,283]
[7243,1.5,0,0,2.1,283]
[7244,1.8,0,0,3.8,284]
[7245,1.7,0,0,3.5,285]
[7246,2,0,0,2.6,287]
[7247,2.2000000000000002,0,0,2.7,289]
[7248,2.1,0,0,2,289]
[7249,2,0,0,1.9,290]
[7250,1.9,0,0,2.4,290]
[7251,1.6,0,0,2.5,289]
[7252,1.9,0,0,1.6,290]
[7253,2.6,0,0,1.9,292]
[7254,2.4,0,0,3.8,290]
[7255,1.7,0,0,4.3,287]
[7256,1.3,15,0,7.1,283]
[7257,1,98,31,9.1999999999999993,272]
[7258,1,237,226,8.4,257]
[7259,1.3,316,287,6.4,249]
[7260,2.1,435,602,4.5999999999999996,239]
[7261,3.4,565,964,3.3,230]
[7262,3.6,593,1005,5.4,222]
[7263,3.5,458,941,5.7,221]
[7264,2.5,257,810,5,225]
[7265,0.6,55,117,2.4,242]
[7266,-0.7,3,0,1.3,246]
[7267,-1.7,0,0,1.3,244]
[7268,-2.6,0,0,0.8,244]
[7269,-3.1,0,0,0.9,244]
[7270,-2.7,0,0,1.6,245]
[7271,-2.5,0,0,2.2000000000000002,244]
[7272,-2.1,0,0,1.8,247]
[7273,-1.5,0,0,1.8,249]
[7274,-1.2,0,0,1.6,250]
[7275,-1.3,0,0,0.8,250]
[7276,-1.1000000000000001,0,0,0.6,254]
[7277,-0.1,0,0,0.9,261]
[7278,0.8,0,0,1.2,264]
[7279,1.8,0,0,1.9,270]
[7280,2.5,22,7,2.4,274]
[7281,2.9,105,46,2.5,272]
[7282,4.4000000000000004,185,81,2.4,273]
[7283,5.4,130,7,4.5999999999999996,284]
[7284,4.9000000000000004,117,4,7.4,283]
[7285,5.2,148,6,7,283]
[7286,4.2,119,5,7.9,285]
[7287,3.7,112,6,7.7,286]
[7288,3.5,58,4,7.6,291]
[7289,2.8,16,0,8.1,295]
[7290,2.1,3,0,7.3,295]
[7291,1.9,0,0,6.5,294]
[7292,1.3,0,0,5.6,289]
[7293,0.4,0,0,7,284]
[7294,-0.4,0,0,6.9,277]
[7295,-0.8,0,0,4.8,273]
[7296,-0.9,0,0,2.5,269]
[7297,-1.2,0,0,1.6,261]
[7298,-0.9,0,0,0.9,261]
[7299,-1.2,0,0,0.5,257]
[7300,-1.1000000000000001,0,0,0.6,258]
[7301,-0.9,0,0,0.9,258]
[7302,-0.7,0,0,1.1000000000000001,258]
[7303,-0.6,0,0,1.3,259]
[7304,0.4,24,7,1.1000000000000001,257]
[7305,1.5,74,9,0.4,263]
[7306,3.3,146,26,0.4,268]
[7307,5.4,204,44,0.6,266]
[7308,7.1,226,44,1.9,262]
[7309,8.1999999999999993,192,19,3.9,260]
[7310,8,149,9,3.3,267]
[7311,7.3,102,6,3.6,280]
[7312,7,66,4,3.4,285]
[7313,6.5,26,12,2.2999999999999998,286]
[7314,5.3,4,0,2,286]
[7315,4.5999999999999996,0,0,1.9,288]
[7316,3.8,0,0,1.6,284]
[7317,2.9,0,0,0.8,282]
[7318,2,0,0,0.7,280]
[7319,1.2,0,0,0.4,276]
[7320,0.8,0,0,0.4,274]
[7321,0.3,0,0,0.7,272]
[7322,-0.1,0,0,1.4,271]
[7323,-0.3,0,0,1.5,269]
[7324,-1.1000000000000001,0,0,2,266]
[7325,-1.6,0,0,1.7,264]
[7326,-1.2,0,0,1.3,266]
[7327,-1.2,0,0,1.2,266]
[7328,-0.3,18,0,0.8,272]
[7329,0.8,52,5,1,278]
[7330,1.9,132,18,1.1000000000000001,277]
[7331,3.2,224,73,0.8,274]
[7332,3,151,6,0.9,283]
[7333,1.8,100,2,1.6,287]
[7334,0.9,82,2,4.0999999999999996,283]
[7335,-0.1,58,3,6.8,282]
[7336,-1.8,41,0,6.7,271]
[7337,-2.5,20,0,6,265]
[7338,-3.1,3,0,4.9000000000000004,263]
[7339,-3.2,0,0,4.5,262]
[7340,-3,0,0,4.3,261]
[7341,-3.3,0,0,4.5,259]
[7342,-3.4,0,0,3.8,260]
[7343,-3.8,0,0,3.7,258]
[7344,-4.5999999999999996,0,0,4,254]
[7345,-4.8,0,0,4.5,253]
[7346,-4.4000000000000004,0,0,5.5,254]
[7347,-4.4000000000000004,0,0,5.4,255]
[7348,-4.7,0,0,5.0999999999999996,253]
[7349,-4.3,0,0,4.7,255]
[7350,-4.8,0,0,4.8,252]
[7351,-5.4,0,0,4.8,250]
[7352,-5.5,16,0,4.5999999999999996,250]
[7353,-5.6,54,5,4.4000000000000004,250]
[7354,-5.3,163,54,4.8,241]
[7355,-3.7,349,479,5,236]
[7356,-2.4,486,856,4.0999999999999996,232]
[7357,-1.4,505,896,3.1,232]
[7358,-0.8,473,922,3.1,231]
[7359,-1,341,778,2.8,236]
[7360,-2.2000000000000002,183,445,1.6,240]
[7361,-3.5,32,13,1.3,250]
[7362,-4.7,1,0,2.8,244]
[7363,-5.3,0,0,3.2,241]
[7364,-5.5,0,0,3.7,237]
[7365,-6.1,0,0,3.8,232]
[7366,-6.5,0,0,3.5,230]
[7367,-7.2,0,0,3.7,228]
[7368,-8.1,0,0,3.8,224]
[7369,-10.4,0,0,4.0999999999999996,215]
[7370,-11.8,0,0,5,208]
[7371,-12.5,0,0,3.7,205]
[7372,-12.7,0,0,3.3,204]
[7373,-12.3,0,0,4,205]
[7374,-10.199999999999999,0,0,4.3,214]
[7375,-9.1,0,0,4.7,220]
[7376,-8,27,31,4.4000000000000004,225]
[7377,-6.5,118,119,4,228]
[7378,-4.2,304,678,3.7,223]
[7379,-1.3,410,779,3.1,220]
[7380,0.5,466,809,3.2,214]
[7381,0.6,460,778,3.6,219]
[7382,0.2,420,781,4,225]
[7383,-0.4,293,535,4.4000000000000004,234]
[7384,-1.6,123,95,5.4,242]
[7385,-3.1,46,80,5.8,236]
[7386,-5.2,3,0,6.3,235]
[7387,-5.6,0,0,4.8,237]
[7388,-6.1,0,0,2.8,233]
[7389,-6.3,0,0,1,229]
[7390,-6.7,0,0,0.9,225]
[7391,-7.5,0,0,1.1000000000000001,222]
[7392,-8.6999999999999993,0,0,0.7,217]
[7393,-9.1,0,0,0.5,216]
[7394,-10.8,0,0,0.6,208]
[7395,-10.1,0,0,0.5,211]
[7396,-10.7,0,0,0.3,208]
[7397,-10.6,0,0,0.4,209]
[7398,-11,0,0,0.4,209]
[7399,-10.9,0,0,0.6,210]
[7400,-9,23,24,0.7,220]
[7401,-7,117,127,0.5,224]
[7402,-5.2,300,679,0.7,215]
[7403,-1.3,400,754,0.9,224]
[7404,1.6,457,794,1.8,221]
[7405,3.3,449,753,4.5,213]
[7406,4,402,726,5.2,207]
[7407,4.2,312,667,5.2,196]
[7408,3,179,472,4.2,203]
[7409,0.8,38,41,2.4,222]
[7410,0,3,0,0.8,230]
[7411,-0.2,0,0,0.3,236]
[7412,-0.5,0,0,0.3,243]
[7413,-0.7,0,0,0.4,247]
[7414,-0.6,0,0,0.5,249]
[7415,-0.4,0,0,0.3,250]
[7416,-0.1,0,0,0.1,254]
[7417,0.1,0,0,0.3,256]
[7418,0.4,0,0,0.2,253]
[7419,0.5,0,0,0.2,252]
[7420,0.3,0,0,0.2,257]
[7421,0,0,0,0.4,263]
[7422,0.3,0,0,1.7,258]
[7423,0.6,0,0,5.7,252]
[7424,0.2,11,0,7.7,248]
[7425,0.5,40,5,5.9,251]
[7426,1.7,85,3,2.9,256]
[7427,2.6,124,7,2.1,260]
[7428,2.8,139,7,2.7,262]
[7429,3,165,11,3.9,264]
[7430,3.4,186,34,4.9000000000000004,267]
[7431,3.6,134,18,5.2,272]
[7432,3.4,68,9,4.9000000000000004,275]
[7433,2.7,21,0,4.5999999999999996,275]
[7434,2.2000000000000002,2,0,4.0999999999999996,276]
[7435,1.5,0,0,4.5999999999999996,273]
[7436,0.8,0,0,5.8,272]
[7437,0.7,0,0,5.6,272]
[7438,0.7,0,0,5.2,273]
[7439,0.3,0,0,5.0999999999999996,272]
[7440,-0.1,0,0,3.8,271]
[7441,-0.8,0,0,2,268]
[7442,-1.8,0,0,0.9,262]
[7443,-2.7,0,0,0.9,258]
[7444,-3.5,0,0,0.9,255]
[7445,-3.9,0,0,0.8,253]
[7446,-4.5999999999999996,0,0,1.1000000000000001,249]
[7447,-5.0999999999999996,0,0,0.8,246]
[7448,-5.5,17,9,0.7,243]
[7449,-4.0999999999999996,101,80,1.2,245]
[7450,-1.5,276,580,1.3,241]
[7451,1.2,385,727,0.9,240]
[7452,4.2,441,768,0.6,237]
[7453,6.9,430,711,0.7,235]
[7454,8,397,739,1.3,238]
[7455,7.6,299,640,2.4,243]
[7456,6.3,170,453,2,247]
[7457,4.5,36,58,1.3,252]
[7458,2.5,1,0,1.8,253]
[7459,1.1000000000000001,0,0,1.5,253]
[7460,0.6,0,0,1,253]
[7461,0.3,0,0,0.7,254]
[7462,0.2,0,0,0.9,256]
[7463,0.4,0,0,0.7,258]
[7464,0.1,0,0,0.7,258]
[7465,-0.2,0,0,0.5,260]
[7466,-0.2,0,0,0.9,260]
[7467,-0.3,0,0,1.2,260]
[7468,-0.1,0,0,0.9,259]
[7469,-0.4,0,0,0.7,256]
[7470,-0.5,0,0,0.4,254]
[7471,-0.5,0,0,0.5,254]
[7472,-0.1,13,9,0.6,254]
[7473,0.8,97,76,1,247]
[7474,3.1,283,651,0.8,238]
[7475,6.4,389,765,0.5,243]
[7476,9.6,452,826,0.5,248]
[7477,12,453,817,0.7,250]
[7478,13.1,404,789,3,247]
[7479,11.8,308,716,6.2,247]
[7480,9.3000000000000007,166,447,6.9,251]
[7481,5.9,34,60,5.3,255]
[7482,3.7,2,0,3.4,256]
[7483,2.7,0,0,2.9,257]
[7484,1.8,0,0,1.5,259]
[7485,1.3,0,0,3,259]
[7486,0.4,0,0,1.2,258]
[7487,0,0,0,0.6,258]
[7488,-0.7,0,0,0.6,255]
[7489,-1.7,0,0,0.6,251]
[7490,-2.7,0,0,0.7,248]
[7491,-3.4,0,0,0.4,244]
[7492,-3.6,0,0,0.4,244]
[7493,-3.7,0,0,0.5,243]
[7494,-3.8,0,0,0.4,243]
[7495,-4.7,0,0,0.4,238]
[7496,-5,22,93,0.6,237]
[7497,-3.3,106,123,1.3,245]
[7498,0.1,268,581,1.9,245]
[7499,2.6,371,703,0.9,243]
[7500,4.9000000000000004,416,702,0.5,244]
[7501,6.7,438,778,0.7,245]
[7502,8.1,393,761,1,247]
[7503,7.7,297,672,1.4,246]
[7504,6.2,155,376,1.8,247]
[7505,4.0999999999999996,33,62,2.2000000000000002,250]
[7506,2.2000000000000002,1,0,1,252]
[7507,1,0,0,1.4,250]
[7508,0.5,0,0,1.6,252]
[7509,0.5,0,0,1.6,252]
[7510,0.2,0,0,1.6,252]
[7511,-0.2,0,0,1.6,253]
[7512,-0.7,0,0,2,253]
[7513,-1.2,0,0,2.4,251]
[7514,-1.1000000000000001,0,0,2.6,252]
[7515,-2,0,0,2.2000000000000002,251]
[7516,-2.4,0,0,2.2000000000000002,250]
[7517,-2.6,0,0,1.7,248]
[7518,-3.4,0,0,1,246]
[7519,-3.6,0,0,0.8,245]
[7520,-3.5,9,0,0.6,245]
[7521,-3.1,93,74,1.3,238]
[7522,0.3,271,627,1.2,232]
[7523,3.8,381,768,0.6,232]
[7524,6.4,433,790,0.8,235]
[7525,8.6,445,820,2.9,237]
[7526,9.1999999999999993,395,786,6,237]
[7527,8.8000000000000007,295,684,4.9000000000000004,239]
[7528,6,140,276,2.8,244]
[7529,3.2,31,64,1.2,245]
[7530,1.4,1,0,0.3,246]
[7531,0.4,0,0,0.5,246]
[7532,-0.3,0,0,1,249]
[7533,-0.8,0,0,1.2,250]
[7534,-0.8,0,0,1.7,251]
[7535,-1.6,0,0,1.5,249]
[7536,-1.6,0,0,1.7,248]
[7537,-1.2,0,0,1.9,249]
[7538,-1.3,0,0,2,249]
[7539,-1.1000000000000001,0,0,2.2999999999999998,250]
[7540,-1.3,0,0,1.8,248]
[7541,-2.2000000000000002,0,0,1.1000000000000001,245]
[7542,-2.2999999999999998,0,0,1,245]
[7543,-2.1,0,0,1.5,244]
[7544,-1.9,10,10,0.8,244]
[7545,-0.2,87,64,0.6,243]
[7546,2.4,258,565,0.5,234]
[7547,5.6,370,738,0.2,240]
[7548,10.4,425,775,0.4,245]
[7549,12.4,428,773,0.7,245]
[7550,13.9,387,769,1.1000000000000001,227]
[7551,12.6,286,651,1.2,238]
[7552,9.5,138,281,2.8,244]
[7553,5.2,29,66,1.5,238]
[7554,3.1,0,0,0.4,239]
[7555,1.6,0,0,0.3,238]
[7556,0.6,0,0,0.3,236]
[7557,-0.2,0,0,0.6,241]
[7558,-1.7,0,0,0.4,239]
[7559,-1.9,0,0,0.3,238]
[7560,-2,0,0,0.2,238]
[7561,-2.8,0,0,0.5,237]
[7562,-3.4,0,0,0.5,237]
[7563,-3.8,0,0,0.2,238]
[7564,-4.0999999999999996,0,0,0.3,237]
[7565,-3.9,0,0,0.3,238]
[7566,-4.0999999999999996,0,0,0.7,238]
[7567,-4,0,0,1.2,239]
[7568,-4.5,11,32,1.4,240]
[7569,-3.2,81,48,1.2,242]
[7570,-0.4,242,483,1,238]
[7571,2.6,352,670,0.7,236]
[7572,4.9000000000000004,409,724,1.4,237]
[7573,6.1,413,727,2.5,237]
[7574,6.6,358,649,1.9,241]
[7575,5.9,248,434,1.6,242]
[7576,4.8,121,175,1.9,250]
[7577,2.2999999999999998,29,84,2.5,246]
[7578,0.7,1,0,1.1000000000000001,246]
[7579,0,0,0,1.3,250]
[7580,-0.7,0,0,1.3,250]
[7581,-1.9,0,0,1,247]
[7582,-2.4,0,0,1.1000000000000001,246]
[7583,-2.5,0,0,1.4,247]
[7584,-3.1,0,0,1.5,245]
[7585,-2.9,0,0,1.5,246]
[7586,-2.8,0,0,1.5,247]
[7587,-2.4,0,0,1.4,249]
[7588,-2.1,0,0,1.5,249]
[7589,-2.2000000000000002,0,0,1.1000000000000001,250]
[7590,-2.2999999999999998,0,0,0.6,250]
[7591,-2.8,0,0,0.5,249]
[7592,-2.9,11,77,0.6,249]
[7593,-1.5,80,49,0.8,253]
[7594,1.2,240,494,1.1000000000000001,245]
[7595,4.5999999999999996,344,648,2.8,243]
[7596,7,407,734,3.1,245]
[7597,9,405,709,4.0999999999999996,250]
[7598,8.9,281,297,5,259]
[7599,8.1999999999999993,99,7,4.7,277]
[7600,7.2,64,11,3.5,274]
[7601,5.8,24,52,3.1,262]
[7602,4.4000000000000004,2,0,2.2999999999999998,263]
[7603,3.5,0,0,2.5,263]
[7604,2.8,0,0,1.8,264]
[7605,2.2000000000000002,0,0,1.2,264]
[7606,2.2999999999999998,0,0,1.1000000000000001,265]
[7607,3.9,0,0,2.2999999999999998,267]
[7608,3.7,0,0,2.4,267]
[7609,2.2999999999999998,0,0,1.9,266]
[7610,2.1,0,0,1.6,266]
[7611,2.2000000000000002,0,0,1.4,265]
[7612,2,0,0,2,267]
[7613,1.1000000000000001,0,0,2.9,264]
[7614,1.5,0,0,2.5,266]
[7615,2.8,0,0,3.2,267]
[7616,3.3,12,99,3.8,268]
[7617,3.9,72,38,3.5,270]
[7618,5,158,96,3.4,267]
[7619,5.7,154,22,3.4,275]
[7620,6.5,113,5,3.5,282]
[7621,6.6,116,5,3.6,282]
[7622,7.8,160,24,3.9,279]
[7623,8.6,131,30,5.5,280]
[7624,8.4,78,28,6.5,282]
[7625,7.4,35,242,6.3,262]
[7626,6.8,1,0,5.3,262]
[7627,5.7,0,0,3.6,261]
[7628,5.3,0,0,2,261]
[7629,5.4,0,0,2.5,262]
[7630,5.2,0,0,3.1,263]
[7631,4.8,0,0,3.4,265]
[7632,4.4000000000000004,0,0,3.7,266]
[7633,4.5,0,0,3.5,267]
[7634,5,0,0,3.2,269]
[7635,4.7,0,0,3,271]
[7636,4.5,0,0,3.1,272]
[7637,4.8,0,0,3,274]
[7638,4.4000000000000004,0,0,2.6,274]
[7639,4,0,0,2.4,275]
[7640,3.4,0,0,2.2000000000000002,275]
[7641,3.7,76,52,2.6,277]
[7642,5.5,212,354,3.6,268]
[7643,9,315,534,4,272]
[7644,9.9,278,213,4.2,282]
[7645,10.9,288,238,4.0999999999999996,285]
[7646,11.1,262,244,4.3,284]
[7647,11.2,210,268,4.2,285]
[7648,10.6,62,11,3.2,301]
[7649,8.3000000000000007,20,46,2.7,287]
[7650,6.2,1,0,2.6,284]
[7651,5.2,0,0,2.1,282]
[7652,4.8,0,0,2.2000000000000002,283]
[7653,4.3,0,0,1.5,282]
[7654,3.2,0,0,1.1000000000000001,278]
[7655,3.1,0,0,1.4,277]
[7656,2.8,0,0,1.6,276]
[7657,2.2000000000000002,0,0,1.7,274]
[7658,1.8,0,0,1.1000000000000001,273]
[7659,1.7,0,0,0.9,273]
[7660,1.1000000000000001,0,0,1,271]
[7661,1,0,0,0.8,270]
[7662,0.8,0,0,0.7,270]
[7663,0.6,0,0,0.5,269]
[7664,0.4,0,0,0.7,269]
[7665,0.7,65,27,1.5,270]
[7666,2.7,189,242,1.2,268]
[7667,5.5,328,624,1.2,265]
[7668,9.4,376,644,3,273]
[7669,11.4,347,490,3.7,278]
[7670,11.6,255,228,3.3,284]
[7671,10,135,38,2.2999999999999998,294]
[7672,6.7,48,6,0.8,292]
[7673,5,12,10,0.5,288]
[7674,3.6,0,0,0.1,284]
[7675,2.4,0,0,0.1,279]
[7676,1.7,0,0,0.2,277]
[7677,1.4,0,0,0.4,275]
[7678,1.3,0,0,0.3,275]
[7679,1.2,0,0,0.9,274]
[7680,1.3,0,0,1,275]
[7681,1,0,0,0.5,274]
[7682,1,0,0,0.2,274]
[7683,1.2,0,0,0.4,275]
[7684,1.4,0,0,0.5,275]
[7685,1.9,0,0,0.2,278]
[7686,1.8,0,0,0.1,277]
[7687,1.5,0,0,0.2,275]
[7688,1.3,0,0,0.3,273]
[7689,1.8,70,48,0.9,275]
[7690,3,130,48,1,279]
[7691,5,208,115,1.3,279]
[7692,6.8,290,274,1.8,274]
[7693,8.6999999999999993,322,392,1.5,274]
[7694,10.199999999999999,320,539,2.6,275]
[7695,9.6999999999999993,259,604,3.8,273]
[7696,7.5,116,216,3,276]
[7697,5.0999999999999996,24,157,0.9,270]
[7698,3.8,0,0,0.2,271]
[7699,3.5,0,0,0.3,273]
[7700,3.9,0,0,1.7,276]
[7701,4.0999999999999996,0,0,4.3,280]
[7702,3.4,0,0,5,280]
[7703,2.9,0,0,4.3,281]
[7704,2.5,0,0,4.4000000000000004,283]
[7705,2,0,0,5.0999999999999996,283]
[7706,1.6,0,0,4.5,281]
[7707,1.6,0,0,4.2,283]
[7708,1.4,0,0,3.9,283]
[7709,1.3,0,0,3,284]
[7710,1.1000000000000001,0,0,2.7,284]
[7711,0.8,0,0,3.9,284]
[7712,0.4,0,0,5.3,283]
[7713,0.4,37,7,3.4,284]
[7714,0.7,89,8,2.7,282]
[7715,1.3,142,20,2.2000000000000002,280]
[7716,2.2999999999999998,197,50,1.8,279]
[7717,3.4,265,190,3.1,277]
[7718,3.2,253,238,4.8,275]
[7719,1.8,109,14,7.3,285]
[7720,1.4,44,6,5,288]
[7721,1,14,30,1.6,277]
[7722,0.2,0,0,1,273]
[7723,-0.7,0,0,0.8,268]
[7724,-1.2,0,0,0.6,266]
[7725,-2.1,0,0,1.3,263]
[7726,-2.6,0,0,1.7,261]
[7727,-3.8,0,0,1.6,254]
[7728,-5.0999999999999996,0,0,1.5,247]
[7729,-5,0,0,1.6,244]
[7730,-5.3,0,0,1.7,242]
[7731,-5.5,0,0,1.8,239]
[7732,-5.7,0,0,1.5,237]
[7733,-5.8,0,0,1.4,234]
[7734,-6,0,0,1.2,230]
[7735,-5.8,0,0,0.8,228]
[7736,-5.7,0,0,0.4,229]
[7737,-5.2,67,51,0.2,233]
[7738,-1.9,201,365,0.5,236]
[7739,1.7,326,671,0.5,236]
[7740,4.3,361,623,0.6,238]
[7741,6.1,329,449,2.8,233]
[7742,6.4,236,185,5.6,231]
[7743,6,176,156,5.0999999999999996,224]
[7744,5.0999999999999996,75,36,4.5999999999999996,236]
[7745,4,19,135,2.2000000000000002,236]
[7746,2.9,1,0,0.6,240]
[7747,2.6,0,0,0.9,243]
[7748,2.4,0,0,1.2,243]
[7749,2.2999999999999998,0,0,1.2,242]
[7750,2.1,0,0,1.2,241]
[7751,2,0,0,1,242]
[7752,1.9,0,0,1.5,242]
[7753,0.9,0,0,1.1000000000000001,240]
[7754,0.2,0,0,1.1000000000000001,240]
[7755,-0.4,0,0,1.3,242]
[7756,-0.6,0,0,1.2,239]
[7757,-0.6,0,0,1.1000000000000001,239]
[7758,-0.6,0,0,0.9,239]
[7759,-0.4,0,0,1.8,239]
[7760,0,0,0,1.4,241]
[7761,0.7,95,261,1.3,240]
[7762,2.5,173,214,1.4,245]
[7763,4.2,206,128,0.7,250]
[7764,6.1,274,244,1.4,247]
[7765,7.9,251,161,1.9,253]
[7766,7.1,169,42,3.6,256]
[7767,5.6,115,22,5.4,259]
[7768,4.0999999999999996,57,12,6.4,263]
[7769,2.9,15,85,6.2,257]
[7770,2.4,1,0,4.2,259]
[7771,2,0,0,2.1,264]
[7772,1.6,0,0,3.1,265]
[7773,0.9,0,0,5.6,267]
[7774,0.5,0,0,3.9,270]
[7775,0.1,0,0,3.2,272]
[7776,-1,0,0,1.9,272]
[7777,-1.3,0,0,0.2,272]
[7778,-1.1000000000000001,0,0,0,275]
[7779,-0.8,0,0,0,277]
[7780,-0.9,0,0,0.3,277]
[7781,-0.9,0,0,0.7,278]
[7782,-0.9,0,0,0.9,279]
[7783,-1,0,0,1.8,279]
[7784,-1.5,0,0,2.1,277]
[7785,-1.9,13,0,1.8,276]
[7786,-2,43,0,1.6,272]
[7787,-1.4,94,6,1.7,271]
[7788,-1,147,13,1.9,269]
[7789,-0.6,161,20,2.2999999999999998,270]
[7790,-0.7,128,11,3.3,271]
[7791,-0.5,79,4,3.4,274]
[7792,-0.5,50,6,2.2000000000000002,272]
[7793,-0.9,17,134,0.9,259]
[7794,-2.1,0,0,1.4,256]
[7795,-3.4,0,0,1.7,250]
[7796,-5.5,0,0,1.4,240]
[7797,-5.8,0,0,1.6,238]
[7798,-5.7,0,0,1.8,239]
[7799,-5.3,0,0,1.3,241]
[7800,-4.9000000000000004,0,0,1,244]
[7801,-4.5,0,0,0.7,247]
[7802,-4.4000000000000004,0,0,1.8,248]
[7803,-5.2,0,0,2.5,245]
[7804,-4.9000000000000004,0,0,2.2999999999999998,246]
[7805,-4,0,0,1.9,251]
[7806,-4,0,0,1.7,253]
[7807,-3.8,0,0,1.7,257]
[7808,-3.2,0,0,2.1,261]
[7809,-2.5,39,8,2,264]
[7810,-1.7,91,12,2.6,265]
[7811,-0.5,178,71,2.9,264]
[7812,0.1,199,65,3.2,267]
[7813,0.6,238,138,2.9,265]
[7814,0.9,214,136,2.6,266]
[7815,0.9,167,143,2.4,267]
[7816,0.7,86,83,2.7,268]
[7817,0.2,22,138,2.2999999999999998,257]
[7818,-0.4,0,0,2.5,257]
[7819,-1.5,0,0,1.5,254]
[7820,-2.4,0,0,0.8,251]
[7821,-3.3,0,0,0.7,248]
[7822,-3.3,0,0,0.6,248]
[7823,-3,0,0,1.3,251]
[7824,-2.2999999999999998,0,0,1.4,255]
[7825,-1.8,0,0,1,259]
[7826,-1.7,0,0,1.3,261]
[7827,-1.6,0,0,0.8,263]
[7828,-1.4,0,0,0.4,267]
[7829,-1.8,0,0,0.3,266]
[7830,-2,0,0,0.4,267]
[7831,-1.6,0,0,0.5,271]
[7832,-1.4,0,0,2.9,273]
[7833,-1.7,25,0,6.6,274]
[7834,-1.8,73,4,5.7,270]
[7835,-2.1,120,12,6.6,266]
[7836,-2.2999999999999998,133,10,7.9,265]
[7837,-2.5,110,5,8.9,265]
[7838,-2.6,84,3,8.1,265]
[7839,-2.8,47,4,7.1,265]
[7840,-3.6,21,0,5.8,263]
[7841,-4,4,0,3.3,260]
[7842,-4.7,0,0,4.7,257]
[7843,-5,0,0,5.9,254]
[7844,-5.3,0,0,4.5999999999999996,252]
[7845,-5.6,0,0,3.7,250]
[7846,-6,0,0,3.5,248]
[7847,-5.9,0,0,3.2,248]
[7848,-6.2,0,0,3,246]
[7849,-6.4,0,0,3.2,245]
[7850,-6.4,0,0,3.4,245]
[7851,-6.8,0,0,3.3,243]
[7852,-8.1999999999999993,0,0,2.6,234]
[7853,-9.4,0,0,0.7,227]
[7854,-8.8000000000000007,0,0,0.8,229]
[7855,-7.8,0,0,0.9,233]
[7856,-7.1,0,0,0.6,236]
[7857,-6.8,46,17,0.5,237]
[7858,-6.6,126,66,0.8,233]
[7859,-6.2,245,312,1.8,226]
[7860,-5.0999999999999996,303,412,2,228]
[7861,-4,253,193,2.5,238]
[7862,-4.0999999999999996,217,156,2.1,239]
[7863,-4.4000000000000004,194,289,1.1000000000000001,230]
[7864,-5.8,112,302,2.5,224]
[7865,-7,17,163,1.4,223]
[7866,-8.3000000000000007,0,0,1,218]
[7867,-10,0,0,0.9,212]
[7868,-11.7,0,0,1.1000000000000001,206]
[7869,-9.5,0,0,0.8,216]
[7870,-9.1999999999999993,0,0,0.6,218]
[7871,-9.8000000000000007,0,0,0.8,216]
[7872,-8.9,0,0,0.6,220]
[7873,-8.4,0,0,0.6,224]
[7874,-7.7,0,0,0.5,228]
[7875,-7.7,0,0,0.9,229]
[7876,-7.4,0,0,0.9,231]
[7877,-6.7,0,0,0.7,235]
[7878,-6.5,0,0,1.1000000000000001,236]
[7879,-6.3,0,0,1,238]
[7880,-6.1,0,0,0.6,239]
[7881,-5.9,49,26,0.8,240]
[7882,-4.2,153,177,1.8,240]
[7883,-1.7,294,604,1.3,242]
[7884,0.8,350,667,0.8,249]
[7885,2.1,378,775,1,252]
[7886,2.7,336,753,1.3,257]
[7887,3.1,219,466,1.9,262]
[7888,2.7,108,280,2.6,265]
[7889,1,19,195,2.4,263]
[7890,0.1,0,0,2.2000000000000002,261]
[7891,-0.6,0,0,2.1,258]
[7892,-1.3,0,0,1.4,254]
[7893,-1.6,0,0,1.3,253]
[7894,-1.9,0,0,1.2,251]
[7895,-2.2999999999999998,0,0,1.3,249]
[7896,-2.5,0,0,1.5,248]
[7897,-2.7,0,0,1.4,248]
[7898,-2.6,0,0,1,247]
[7899,-3,0,0,0.3,245]
[7900,-3.7,0,0,0,243]
[7901,-3.9,0,0,0.1,242]
[7902,-5.0999999999999996,0,0,0.2,237]
[7903,-5,0,0,0.3,238]
[7904,-4.2,0,0,0.2,242]
[7905,-4.5999999999999996,56,54,0.2,242]
[7906,-2.9,185,393,0.2,239]
[7907,-0.3,318,762,0.4,245]
[7908,1.5,367,767,0.4,246]
[7909,3.3,382,808,0.3,240]
[7910,4.7,339,783,0.4,239]
[7911,3.6,221,493,0.3,244]
[7912,2.1,104,257,0.7,245]
[7913,0.6,16,163,0.7,245]
[7914,-0.9,0,0,0.6,248]
[7915,-1.5,0,0,1.1000000000000001,246]
[7916,-2.2000000000000002,0,0,1.1000000000000001,243]
[7917,-2.7,0,0,0.2,242]
[7918,-3.3,0,0,0.2,241]
[7919,-3.4,0,0,0.8,242]
[7920,-2.7,0,0,3.6,248]
[7921,-2.6,0,0,6.1,251]
[7922,-3,0,0,5.7,251]
[7923,-2.6,0,0,7,252]
[7924,-2.5,0,0,7.4,251]
[7925,-3.2,0,0,4.9000000000000004,249]
[7926,-3.9,0,0,3.9,249]
[7927,-4.9000000000000004,0,0,4.2,244]
[7928,-4.8,0,0,4.3,245]
[7929,-4.5,55,55,4.2,247]
[7930,-3.9,107,39,4,250]
[7931,-3.4,175,85,4.4000000000000004,249]
[7932,-2.8,214,111,4,250]
[7933,-2.6,188,56,4.3,252]
[7934,-2.4,143,24,4.0999999999999996,256]
[7935,-2,119,35,2.8,253]
[7936,-2.2999999999999998,60,21,1.7,249]
[7937,-3.6,15,159,1.5,245]
[7938,-5.4,0,0,1.6,237]
[7939,-6.4,0,0,1.3,233]
[7940,-6.9,0,0,1.2,232]
[7941,-8.1999999999999993,0,0,1.2,227]
[7942,-8.4,0,0,1.3,226]
[7943,-9.3000000000000007,0,0,1.7,222]
[7944,-12.4,0,0,1.7,208]
[7945,-13,0,0,2.1,206]
[7946,-13.3,0,0,2.2999999999999998,205]
[7947,-13.4,0,0,2.2000000000000002,203]
[7948,-13.7,0,0,1.2,199]
[7949,-14.1,0,0,0.6,197]
[7950,-14.9,0,0,0.5,193]
[7951,-15.6,0,0,0.1,189]
[7952,-14.5,0,0,0.1,194]
[7953,-12.9,44,19,0.2,202]
[7954,-7.8,172,334,0.2,215]
[7955,-6.2,316,788,0.1,210]
[7956,-3.2,362,772,0.4,215]
[7957,-1.1000000000000001,373,794,0.3,221]
[7958,0,333,777,0.9,220]
[7959,0.3,234,623,1.6,214]
[7960,-0.8,111,362,2,220]
[7961,-2.9,15,159,3.3,215]
[7962,-4.3,0,0,1.1000000000000001,211]
[7963,-5.9,0,0,0.7,209]
[7964,-6.6,0,0,1.1000000000000001,210]
[7965,-7.6,0,0,1.4,208]
[7966,-7.4,0,0,2.1,208]
[7967,-8.5,0,0,2.5,206]
[7968,-8.8000000000000007,0,0,2.1,204]
[7969,-8,0,0,2.4,206]
[7970,-7.9,0,0,2.1,207]
[7971,-9.6,0,0,1.7,203]
[7972,-12.1,0,0,1.4,196]
[7973,-12,0,0,0.7,200]
[7974,-11.3,0,0,0.7,205]
[7975,-11.6,0,0,0.4,206]
[7976,-11.1,0,0,0.8,209]
[7977,-8.6,42,20,1.7,221]
[7978,-6.5,162,281,1.4,217]
[7979,-5.0999999999999996,305,741,1.3,211]
[7980,-2.2000000000000002,355,751,2.4,216]
[7981,0.7,363,759,3.3,219]
[7982,1.1000000000000001,332,786,2.7,219]
[7983,0.5,231,612,1.2,224]
[7984,-1.4,105,310,0.8,229]
[7985,-4.7,14,146,0.9,220]
[7986,-6,0,0,1,218]
[7987,-6.2,0,0,1.4,216]
[7988,-6.3,0,0,1.7,216]
[7989,-6.7,0,0,1.8,220]
[7990,-6.9,0,0,1.4,220]
[7991,-7,0,0,0.8,216]
[7992,-6.9,0,0,1.4,214]
[7993,-7.1,0,0,1.3,214]
[7994,-7.3,0,0,0.5,215]
[7995,-7.6,0,0,0.3,215]
[7996,-7.3,0,0,0.1,218]
[7997,-7.1,0,0,0.1,220]
[7998,-7.2,0,0,0.2,221]
[7999,-7.5,0,0,0.1,223]
[8000,-7.6,0,0,0.2,224]
[8001,-7.5,39,20,0.2,226]
[8002,-6.3,156,254,0.4,221]
[8003,-3.1,311,794,0.3,223]
[8004,-0.3,360,790,0.1,230]
[8005,0.9,364,776,0.5,224]
[8006,2.1,331,791,1,220]
[8007,1.9,230,617,2.1,225]
[8008,0.8,103,300,2,228]
[8009,-0.8,12,0,1,230]
[8010,-2.8,0,0,0.6,227]
[8011,-3.7,0,0,0.3,225]
[8012,-5,0,0,0,221]
[8013,-5.4,0,0,0.1,220]
[8014,-5.0999999999999996,0,0,0.1,226]
[8015,-4.7,0,0,0.2,231]
[8016,-4.5999999999999996,0,0,0.2,235]
[8017,-3.6,0,0,0.4,244]
[8018,-3.5,0,0,0.3,246]
[8019,-3.1,0,0,0.4,250]
[8020,-3.2,0,0,0.3,250]
[8021,-3.2,0,0,0.3,250]
[8022,-3.5,0,0,0.4,248]
[8023,-3.4,0,0,0.1,249]
[8024,-3.3,0,0,0.1,250]
[8025,-3.2,50,73,0.4,250]
[8026,-1.7,168,358,0.3,245]
[8027,0.4,292,698,0.6,236]
[8028,3.8,332,659,1.8,234]
[8029,5.3,316,536,2.9,227]
[8030,5.3,270,452,2.8,226]
[8031,5,180,271,2.2999999999999998,234]
[8032,3.8,69,51,1.7,239]
[8033,2.7,15,0,1.4,238]
[8034,1.2,0,0,1.1000000000000001,241]
[8035,0.4,0,0,2.1,243]
[8036,-0.2,0,0,3,246]
[8037,-0.9,0,0,3.2,247]
[8038,-1.3,0,0,2.9,247]
[8039,-1.6,0,0,1.7,245]
[8040,-1.8,0,0,0.6,245]
[8041,-1.9,0,0,0.6,244]
[8042,-1.9,0,0,0.7,244]
[8043,-1.5,0,0,0.6,245]
[8044,-1.7,0,0,0.6,244]
[8045,-1.9,0,0,0.7,244]
[8046,-1,0,0,1.3,246]
[8047,0.6,0,0,1.7,247]
[8048,0.6,0,0,0.5,246]
[8049,1.8,56,130,0.5,249]
[8050,3.3,112,65,0.7,256]
[8051,5.6,208,224,1.1000000000000001,250]
[8052,8.3000000000000007,310,551,2,247]
[8053,6.7,290,413,2.9,241]
[8054,5.4,198,135,2.5,242]
[8055,5.0999999999999996,185,309,2.7,237]
[8056,4.3,80,117,2.6,245]
[8057,3.1,12,0,2.7,246]
[8058,2.6,0,0,3,247]
[8059,2.5,0,0,2.4,249]
[8060,2.4,0,0,1.4,250]
[8061,0.9,0,0,0.7,248]
[8062,0.2,0,0,0.7,250]
[8063,-0.1,0,0,0.6,251]
[8064,-0.6,0,0,0.6,252]
[8065,-0.8,0,0,0.5,253]
[8066,-1,0,0,0.5,252]
[8067,-1.5,0,0,0.3,253]
[8068,-1.4,0,0,0.1,254]
[8069,-1,0,0,0.3,256]
[8070,-0.8,0,0,0.4,256]
[8071,-1,0,0,0.3,255]
[8072,-1,0,0,0.4,256]
[8073,-1.1000000000000001,45,56,0.4,255]
[8074,-0.6,137,179,0.4,250]
[8075,0.7,278,644,0.1,239]
[8076,2.7,298,495,0.1,243]
[8077,3.5,243,215,0.3,249]
[8078,4.4000000000000004,217,207,0.6,250]
[8079,6.3,235,696,1.5,239]
[8080,3.7,90,199,1.6,245]
[8081,2.1,22,0,1.2,245]
[8082,0.3,0,0,1.5,242]
[8083,-0.3,0,0,1.6,244]
[8084,-0.8,0,0,1.7,243]
[8085,-1.1000000000000001,0,0,1.6,243]
[8086,-1.3,0,0,1.4,243]
[8087,-1.6,0,0,1.6,243]
[8088,-1.7,0,0,1.3,243]
[8089,-1.7,0,0,1.1000000000000001,243]
[8090,-1.7,0,0,1.4,242]
[8091,-1.7,0,0,1.3,243]
[8092,-2,0,0,0.7,241]
[8093,-2.4,0,0,0.7,240]
[8094,-2.6,0,0,1,238]
[8095,-2.5,0,0,1.3,239]
[8096,-2.5,0,0,1.6,240]
[8097,-2.1,36,23,1.5,240]
[8098,-1.2,130,148,1.4,243]
[8099,0.4,280,670,0.8,232]
[8100,1.9,342,751,0.6,233]
[8101,2.8,361,805,0.8,232]
[8102,3.6,299,656,0.9,232]
[8103,3.4,213,533,1.1000000000000001,231]
[8104,2.2999999999999998,91,216,1.3,236]
[8105,0.5,14,0,1.5,234]
[8106,-0.2,0,0,1.1000000000000001,237]
[8107,-0.7,0,0,1,236]
[8108,-1.2,0,0,0.9,236]
[8109,-1.4,0,0,0.9,236]
[8110,-1.6,0,0,0.9,235]
[8111,-1.9,0,0,0.7,236]
[8112,-2.1,0,0,0.6,235]
[8113,-2.2999999999999998,0,0,0.5,233]
[8114,-2.6,0,0,0.1,233]
[8115,-2.8,0,0,0.3,232]
[8116,-3.2,0,0,0.2,231]
[8117,-3.1,0,0,0,231]
[8118,-3.4,0,0,0.1,231]
[8119,-3.4,0,0,0.1,231]
[8120,-3.4,0,0,0.4,230]
[8121,-3.1,33,12,0.6,231]
[8122,-2,132,170,0.4,234]
[8123,-0.5,288,737,0.3,227]
[8124,0.6,349,797,0.2,224]
[8125,2,374,869,0.6,220]
[8126,3,312,741,1.1000000000000001,217]
[8127,3.2,215,557,0.8,220]
[8128,2.2000000000000002,96,278,0.9,220]
[8129,0,15,0,0.8,222]
[8130,-0.8,0,0,0.6,226]
[8131,-1.3,0,0,0.9,228]
[8132,-1.7,0,0,1.4,227]
[8133,-2,0,0,2,227]
[8134,-2.2999999999999998,0,0,2,225]
[8135,-2.2000000000000002,0,0,1.2,225]
[8136,-2.5,0,0,1.1000000000000001,223]
[8137,-2.6,0,0,1.6,222]
[8138,-2.2000000000000002,0,0,1.6,223]
[8139,-2.4,0,0,1,222]
[8140,-2.5,0,0,0.4,223]
[8141,-2.2999999999999998,0,0,1,224]
[8142,-1.8,0,0,1.6,224]
[8143,-1.5,0,0,1.4,224]
[8144,-2.1,0,0,1.3,224]
[8145,-1.3,46,99,1.6,227]
[8146,-0.5,127,152,1.6,230]
[8147,0.9,190,177,0.9,224]
[8148,3.1,146,23,1.3,233]
[8149,4,153,26,2.2000000000000002,227]
[8150,4.9000000000000004,102,6,2.1,229]
[8151,4.5999999999999996,52,4,1.4,239]
[8152,4.0999999999999996,24,0,1,256]
[8153,3.6,7,0,0.9,266]
[8154,3.3,0,0,1.5,269]
[8155,2.9,0,0,2,270]
[8156,2.2999999999999998,0,0,1.4,271]
[8157,1.3,0,0,1,268]
[8158,0.6,0,0,0.6,267]
[8159,0,0,0,0.9,267]
[8160,-0.2,0,0,1.3,267]
[8161,-0.3,0,0,0.5,265]
[8162,-0.4,0,0,0.4,264]
[8163,-0.4,0,0,0.7,263]
[8164,-0.4,0,0,1.3,264]
[8165,-0.3,0,0,1.4,264]
[8166,-0.6,0,0,1.7,262]
[8167,-0.9,0,0,1.5,262]
[8168,-0.9,0,0,1.2,262]
[8169,-0.5,32,26,1.4,262]
[8170,-0.2,95,40,1.9,261]
[8171,0.5,170,113,1.9,254]
[8172,2.8,232,213,2.2000000000000002,254]
[8173,4.0999999999999996,214,137,2.7,257]
[8174,4.7,139,28,3.1,265]
[8175,4.7,81,8,3.5,271]
[8176,3.5,19,0,3.3,282]
[8177,1.8,6,0,2.4,288]
[8178,1.5,0,0,1.6,288]
[8179,1.4,0,0,1.5,286]
[8180,0.7,0,0,1.3,282]
[8181,0.3,0,0,2.1,280]
[8182,0.3,0,0,3,279]
[8183,0.2,0,0,3.1,277]
[8184,0.6,0,0,1.9,277]
[8185,1.2,0,0,0.8,278]
[8186,1,0,0,0.7,278]
[8187,0.9,0,0,0.5,277]
[8188,1,0,0,0.6,277]
[8189,1.1000000000000001,0,0,1.1000000000000001,277]
[8190,1.3,0,0,0.9,276]
[8191,0.9,0,0,0.5,274]
[8192,0.8,0,0,0.7,273]
[8193,0.9,29,13,1.1000000000000001,273]
[8194,2.1,105,71,0.8,277]
[8195,3,183,163,0.8,272]
[8196,4.2,234,227,1.9,268]
[8197,6.5,275,384,2.4,270]
[8198,10.3,219,238,2.7,288]
[8199,9.3000000000000007,147,137,2.1,286]
[8200,8,53,15,1.2,288]
[8201,5.7,5,0,1.6,279]
[8202,6.1,0,0,2.8,279]
[8203,7.5,0,0,2.7,283]
[8204,4.8,0,0,2.4,277]
[8205,3.2,0,0,1.9,284]
[8206,2.6,0,0,0.9,286]
[8207,2.2000000000000002,0,0,0.7,284]
[8208,1.8,0,0,1.4,284]
[8209,1.8,0,0,1.7,284]
[8210,2,0,0,1.7,285]
[8211,1.6,0,0,1,283]
[8212,1.4,0,0,1,282]
[8213,0.8,0,0,1.5,279]
[8214,0.3,0,0,2.4,275]
[8215,0,0,0,4.0999999999999996,273]
[8216,-0.1,0,0,3.8,273]
[8217,0,23,0,0.8,275]
[8218,0.1,86,25,1.3,275]
[8219,0.1,123,24,1.4,274]
[8220,0.5,163,44,0.9,272]
[8221,1.1000000000000001,231,199,0.6,266]
[8222,2.1,286,618,1.2,261]
[8223,2.2999999999999998,121,54,1,279]
[8224,2,61,39,0.4,280]
[8225,1.1000000000000001,13,0,0.4,276]
[8226,0.7,0,0,2.2000000000000002,275]
[8227,0.7,0,0,3.2,275]
[8228,0.1,0,0,0.8,272]
[8229,-0.3,0,0,1.3,269]
[8230,-0.5,0,0,1.1000000000000001,268]
[8231,-1.1000000000000001,0,0,1.3,265]
[8232,-1.4,0,0,1.5,263]
[8233,-2,0,0,1.2,261]
[8234,-2.2000000000000002,0,0,0.2,259]
[8235,-1.8,0,0,0,261]
[8236,-2.1,0,0,0,260]
[8237,-2.2000000000000002,0,0,0,260]
[8238,-2.2000000000000002,0,0,0,260]
[8239,-2.2999999999999998,0,0,0,260]
[8240,-1.8,0,0,0,263]
[8241,-1.2,29,7,0,265]
[8242,-0.4,100,62,0.9,263]
[8243,1.5,211,306,3.2,250]
[8244,4,295,550,2.9,249]
[8245,7,329,694,3.7,254]
[8246,9.5,245,374,3.8,263]
[8247,7.3,135,96,3.3,261]
[8248,4.5,36,8,3.9,270]
[8249,1.9,3,0,4.5999999999999996,275]
[8250,-0.1,0,0,3.3,275]
[8251,-0.5,0,0,5.5,273]
[8252,-0.9,0,0,4.7,270]
[8253,-1.1000000000000001,0,0,2.5,268]
[8254,-1.2,0,0,3,266]
[8255,-1.6,0,0,4.5,263]
[8256,-2.4,0,0,4,255]
[8257,-3,0,0,4.2,250]
[8258,-3.5,0,0,5.8,246]
[8259,-4,0,0,5.3,242]
[8260,-4.5999999999999996,0,0,5,239]
[8261,-5,0,0,3.4,231]
[8262,-5.2,0,0,2,229]
[8263,-5,0,0,3,229]
[8264,-5.5,0,0,2.5,228]
[8265,-5.8,44,90,1.9,231]
[8266,-5.6,115,125,1.4,228]
[8267,-5.0999999999999996,177,152,2.2999999999999998,224]
[8268,-4.7,194,108,2.2999999999999998,229]
[8269,-4.4000000000000004,247,267,2,226]
[8270,-4.0999999999999996,261,475,1.5,222]
[8271,-4.0999999999999996,157,189,2,231]
[8272,-4.2,74,101,2.2999999999999998,239]
[8273,-4.4000000000000004,12,0,1.2,241]
[8274,-4.7,0,0,0.5,241]
[8275,-5.0999999999999996,0,0,1,241]
[8276,-4.9000000000000004,0,0,2.1,242]
[8277,-4.9000000000000004,0,0,4.8,241]
[8278,-5.7,0,0,5.0999999999999996,234]
[8279,-6.3,0,0,4.0999999999999996,233]
[8280,-6.9,0,0,1.6,231]
[8281,-8.1999999999999993,0,0,1,225]
[8282,-8.9,0,0,1.4,222]
[8283,-9,0,0,1.7,219]
[8284,-8.1999999999999993,0,0,2.2000000000000002,222]
[8285,-7.5,0,0,2.2000000000000002,226]
[8286,-7.2,0,0,1.8,226]
[8287,-7,0,0,2.1,228]
[8288,-6.8,0,0,2.4,230]
[8289,-6.4,26,8,2.9,232]
[8290,-5.8,60,5,3.5,237]
[8291,-4.9000000000000004,89,7,3.7,245]
[8292,-4.3,111,9,3.9,251]
[8293,-3.7,84,3,3.7,257]
[8294,-3.3,151,45,3.4,251]
[8295,-2.5,210,565,2.6,236]
[8296,-2.9,94,288,2.2999999999999998,239]
[8297,-3.7,10,0,3.5,241]
[8298,-3.8,0,0,4.0999999999999996,242]
[8299,-3.8,0,0,1.4,243]
[8300,-4,0,0,1,242]
[8301,-4.5,0,0,2.1,241]
[8302,-5.3,0,0,1.7,237]
[8303,-6.1,0,0,1.5,233]
[8304,-6.7,0,0,1.7,231]
[8305,-6.8,0,0,1.7,230]
[8306,-6.7,0,0,1.6,230]
[8307,-6.2,0,0,1.3,233]
[8308,-5.9,0,0,0.7,235]
[8309,-6.2,0,0,1.1000000000000001,233]
[8310,-6.1,0,0,2.1,233]
[8311,-5.3,0,0,2.8,239]
[8312,-5.7,0,0,1.9,238]
[8313,-6.4,31,23,0.8,235]
[8314,-5.7,128,218,0.5,229]
[8315,-4.3,293,864,0.5,216]
[8316,-2.7,401,1011,0.2,213]
[8317,-1.5,323,681,1.2,225]
[8318,-1.6,272,552,4.3,232]
[8319,-2.2999999999999998,205,528,4.7,238]
[8320,-2.7,70,78,3.4,248]
[8321,-3.6,12,0,1.3,244]
[8322,-4.7,0,0,1.1000000000000001,239]
[8323,-5.3,0,0,1,237]
[8324,-6,0,0,0.8,234]
[8325,-6,0,0,1,235]
[8326,-5.9,0,0,1.2,236]
[8327,-5.4,0,0,0.9,238]
[8328,-5.0999999999999996,0,0,0.4,239]
[8329,-4.9000000000000004,0,0,0.4,240]
[8330,-4.8,0,0,0.5,242]
[8331,-4.8,0,0,0.3,242]
[8332,-4.5999999999999996,0,0,0.4,244]
[8333,-4.5999999999999996,0,0,0.5,245]
[8334,-4.7,0,0,0.5,245]
[8335,-4.7,0,0,0.5,245]
[8336,-4.8,0,0,0.5,244]
[8337,-4.5999999999999996,27,16,0.5,245]
[8338,-4.2,88,43,0.3,244]
[8339,-3.4,144,65,0.3,236]
[8340,-2.8,197,121,0.5,227]
[8341,-2.7,228,202,0.6,216]
[8342,-2.7,200,175,0.5,214]
[8343,-2.8,118,51,0.7,223]
[8344,-3,62,47,1.5,224]
[8345,-3.8,14,0,2.2000000000000002,223]
[8346,-4.8,0,0,1.2,222]
[8347,-5.2,0,0,0.9,222]
[8348,-5.3,0,0,0.9,227]
[8349,-5.9,0,0,0.9,231]
[8350,-6.8,0,0,1.1000000000000001,229]
[8351,-7.5,0,0,1.5,223]
[8352,-9,0,0,1.5,217]
[8353,-9.9,0,0,1.8,215]
[8354,-10.3,0,0,1.7,215]
[8355,-10.5,0,0,1.9,213]
[8356,-10.8,0,0,1.9,213]
[8357,-10.5,0,0,1.8,212]
[8358,-9.6,0,0,1.8,216]
[8359,-8.6,0,0,1.8,221]
[8360,-7.1,0,0,1.4,227]
[8361,-6.3,21,8,1.2,229]
[8362,-5,71,16,0.6,232]
[8363,-4,159,105,0.4,229]
[8364,-2.7,229,237,0.4,227]
[8365,-1.5,199,112,0.2,233]
[8366,-0.8,150,45,0.6,240]
[8367,-0.4,98,21,0.7,248]
[8368,-0.6,35,8,0.5,260]
[8369,-1,11,0,1.3,270]
[8370,-1.2,0,0,2.2000000000000002,273]
[8371,-1.2,0,0,2,273]
[8372,-1.1000000000000001,0,0,1.1000000000000001,273]
[8373,-0.7,0,0,0.4,276]
[8374,-0.3,0,0,0.3,278]
[8375,-0.1,0,0,0.4,278]
[8376,0.2,0,0,0.5,279]
[8377,0.2,0,0,0.5,279]
[8378,0.2,0,0,0.6,279]
[8379,-0.1,0,0,0.6,278]
[8380,-0.4,0,0,0.7,278]
[8381,-0.1,0,0,0.8,277]
[8382,0.1,0,0,0.7,278]
[8383,0.4,0,0,0.8,279]
[8384,1.1000000000000001,0,0,1.1000000000000001,282]
[8385,2.4,17,0,3.4,285]
[8386,2.6,49,5,3.9,284]
[8387,2.1,66,4,0.9,288]
[8388,2,67,3,0.9,290]
[8389,1.9,57,3,1.3,292]
[8390,1.9,54,3,1.7,296]
[8391,1.7,30,0,1.6,296]
[8392,1.7,16,0,1.7,296]
[8393,1.5,1,0,0.7,294]
[8394,1.4,0,0,0.8,291]
[8395,1.5,0,0,0.5,290]
[8396,1.3,0,0,0.5,289]
[8397,1.2,0,0,1.2,289]
[8398,1,0,0,1.2,287]
[8399,1,0,0,1,285]
[8400,1.7,0,0,1.7,286]
[8401,1.9,0,0,1.3,286]
[8402,1.1000000000000001,0,0,0.6,281]
[8403,0.7,0,0,0.4,279]
[8404,0.6,0,0,0.2,277]
[8405,0.2,0,0,0.2,274]
[8406,0,0,0,0.5,274]
[8407,0.3,0,0,0.6,273]
[8408,0.7,0,0,2.2000000000000002,273]
[8409,1.5,28,24,3.6,274]
[8410,1.6,116,171,0.6,269]
[8411,2.2000000000000002,237,531,0.4,259]
[8412,2.1,202,144,0.5,266]
[8413,2.4,181,74,0.8,269]
[8414,3.9,150,46,1.8,266]
[8415,5.9,106,30,2.9,257]
[8416,5.8,58,31,4.0999999999999996,252]
[8417,5.0999999999999996,16,0,4.9000000000000004,251]
[8418,4.4000000000000004,0,0,5.9,255]
[8419,3.4,0,0,5.5,262]
[8420,3,0,0,5,264]
[8421,2.9,0,0,4.5,265]
[8422,2.7,0,0,3.7,268]
[8423,0.8,0,0,3.8,273]
[8424,-0.5,0,0,6.1,272]
[8425,-0.9,0,0,9.1,271]
[8426,-1.1000000000000001,0,0,6.7,271]
[8427,-1.4,0,0,6.4,270]
[8428,-1.8,0,0,5.0999999999999996,268]
[8429,-2.5,0,0,4.7,266]
[8430,-2.8,0,0,3.5,264]
[8431,-3.3,0,0,2.8,261]
[8432,-3.7,0,0,3.6,259]
[8433,-4.0999999999999996,14,0,4.5,258]
[8434,-4.7,38,6,4.0999999999999996,256]
[8435,-5.5,68,4,4.4000000000000004,251]
[8436,-6,108,9,5.4,246]
[8437,-6.4,124,12,5,242]
[8438,-6.6,114,13,5.3,240]
[8439,-6.9,85,8,5.3,239]
[8440,-7.2,40,8,4.9000000000000004,239]
[8441,-7.2,10,0,4.5999999999999996,239]
[8442,-7.4,0,0,4.5,237]
[8443,-7.6,0,0,4.3,236]
[8444,-7.8,0,0,3.5,234]
[8445,-8.1999999999999993,0,0,3.5,232]
[8446,-8.1,0,0,3.6,232]
[8447,-7.8,0,0,4.8,233]
[8448,-7.6,0,0,5.2,234]
[8449,-7.9,0,0,4.3,232]
[8450,-8.1999999999999993,0,0,3.6,230]
[8451,-7.9,0,0,4.3,232]
[8452,-7.7,0,0,4.2,232]
[8453,-7.7,0,0,4.4000000000000004,232]
[8454,-8,0,0,3.8,229]
[8455,-8.4,0,0,3.1,227]
[8456,-8.3000000000000007,0,0,2.6,227]
[8457,-8,25,17,2.5,229]
[8458,-7.9,106,123,3.3,225]
[8459,-7.8,207,340,3.7,221]
[8460,-7.5,262,412,3.9,221]
[8461,-7.3,322,696,3,217]
[8462,-7.6,284,638,2.6,216]
[8463,-8.6999999999999993,174,296,1.9,216]
[8464,-9.3000000000000007,93,263,1.9,213]
[8465,-10.4,15,0,1.7,206]
[8466,-11.6,0,0,1.6,200]
[8467,-13.1,0,0,2.4,194]
[8468,-13.7,0,0,1.8,193]
[8469,-13.3,0,0,2.4,195]
[8470,-12.3,0,0,2.5,200]
[8471,-10.1,0,0,2.1,211]
[8472,-8.1,0,0,1.5,220]
[8473,-6.7,0,0,1.5,226]
[8474,-6,0,0,1.8,232]
[8475,-5.6,0,0,1.8,235]
[8476,-4.7,0,0,1.9,240]
[8477,-4.3,0,0,2.1,243]
[8478,-3.7,0,0,2.1,247]
[8479,-2.9,0,0,1.9,251]
[8480,-2.5,0,0,2,253]
[8481,-2.2000000000000002,25,17,2,256]
[8482,-1.4,77,28,1.2,262]
[8483,-0.7,117,26,2.1,261]
[8484,-0.2,161,49,4.2,258]
[8485,0.5,166,47,4.0999999999999996,255]
[8486,2.5,148,42,4,262]
[8487,2.9,134,97,4.3,260]
[8488,2.6,64,46,4.4000000000000004,264]
[8489,1.6,13,0,4.5,265]
[8490,1.3,0,0,4.5999999999999996,264]
[8491,0.8,0,0,4,262]
[8492,0.5,0,0,2.8,267]
[8493,0.4,0,0,2.7,271]
[8494,0.2,0,0,3,273]
[8495,0.3,0,0,2.2999999999999998,275]
[8496,0.2,0,0,1.5,275]
[8497,0.1,0,0,1,276]
[8498,-0.1,0,0,1,276]
[8499,-0.3,0,0,3.4,275]
[8500,-1.1000000000000001,0,0,5.5,274]
[8501,-2,0,0,8.1999999999999993,269]
[8502,-2.6,0,0,7.9,266]
[8503,-2.8,0,0,5.9,266]
[8504,-3,0,0,4.9000000000000004,265]
[8505,-3.2,11,0,4.8,264]
[8506,-3.6,43,6,4.7,262]
[8507,-3.7,88,7,3.4,258]
[8508,-3.4,155,43,1.9,255]
[8509,-2.9,328,733,1.4,239]
[8510,-2.9,300,735,3.1,238]
[8511,-3.7,122,59,4,250]
[8512,-3.8,82,153,2.2000000000000002,244]
[8513,-4.5999999999999996,14,0,0.8,239]
[8514,-5.9,0,0,1.7,233]
[8515,-6.5,0,0,1.1000000000000001,228]
[8516,-7.3,0,0,1.1000000000000001,225]
[8517,-9,0,0,1.1000000000000001,219]
[8518,-9.6999999999999993,0,0,1,216]
[8519,-10.3,0,0,0.9,214]
[8520,-10.8,0,0,1,211]
[8521,-11.1,0,0,0.6,210]
[8522,-11.5,0,0,0.5,208]
[8523,-11.9,0,0,0.7,207]
[8524,-12.1,0,0,0.8,207]
[8525,-12.2,0,0,0.8,206]
[8526,-12.4,0,0,0.7,205]
[8527,-12.7,0,0,0.7,204]
[8528,-13,0,0,1,203]
[8529,-12.6,20,9,0.8,206]
[8530,-11.6,103,114,0.4,202]
[8531,-10,253,674,0.2,193]
[8532,-8.4,320,760,0.4,194]
[8533,-7,346,825,0.5,196]
[8534,-6.6,302,747,1.3,199]
[8535,-6.9,223,665,2.5,198]
[8536,-7.5,96,281,2.6,203]
[8537,-9,17,0,1.4,200]
[8538,-10.199999999999999,0,0,0.9,198]
[8539,-11.3,0,0,0.7,195]
[8540,-11.8,0,0,0.7,195]
[8541,-12,0,0,1.1000000000000001,194]
[8542,-12.1,0,0,1.2,195]
[8543,-11.4,0,0,1.6,197]
[8544,-10.199999999999999,0,0,1,201]
[8545,-9.8000000000000007,0,0,2.2000000000000002,204]
[8546,-9.1999999999999993,0,0,4.7,208]
[8547,-8.8000000000000007,0,0,3.2,210]
[8548,-9.1,0,0,0.8,211]
[8549,-9.1999999999999993,0,0,0.6,212]
[8550,-10.199999999999999,0,0,1.2,208]
[8551,-11.7,0,0,1.3,202]
[8552,-11.2,0,0,0.8,203]
[8553,-10.7,30,61,0.7,205]
[8554,-9.6999999999999993,120,230,0.6,205]
[8555,-8.6,251,665,0.9,195]
[8556,-7.4,327,801,2,198]
[8557,-6.7,338,783,3.7,204]
[8558,-7,255,451,2.9,208]
[8559,-7.3,138,105,1.8,213]
[8560,-7.7,47,8,1.6,220]
[8561,-8.6,12,0,2,216]
[8562,-8.6999999999999993,0,0,2.2999999999999998,218]
[8563,-8.5,0,0,1.9,222]
[8564,-8.4,0,0,2.1,228]
[8565,-8.5,0,0,3.1,229]
[8566,-8.6,0,0,3.2,229]
[8567,-8.8000000000000007,0,0,2.7,228]
[8568,-8.9,0,0,2,227]
[8569,-9.1999999999999993,0,0,1.7,224]
[8570,-9.4,0,0,1.3,223]
[8571,-9.3000000000000007,0,0,1.1000000000000001,224]
[8572,-9.4,0,0,1.3,223]
[8573,-9.5,0,0,1.2,222]
[8574,-10.1,0,0,0.5,219]
[8575,-10.6,0,0,0.6,215]
[8576,-11.1,0,0,1.2,212]
[8577,-11.2,20,9,1.8,210]
[8578,-10.8,76,29,0.8,209]
[8579,-9.8000000000000007,173,176,0.6,205]
[8580,-8.8000000000000007,268,455,0.9,202]
[8581,-8.5,319,679,1.5,199]
[8582,-8,289,661,2.2999999999999998,197]
[8583,-9.1,204,497,3.4,193]
[8584,-10,91,209,3.2,195]
[8585,-11,16,0,1.8,196]
[8586,-12,0,0,1,195]
[8587,-12.5,0,0,1.2,194]
[8588,-13.2,0,0,1.3,194]
[8589,-14,0,0,0.8,194]
[8590,-14.6,0,0,0.6,192]
[8591,-14.7,0,0,1.2,193]
[8592,-14.4,0,0,1.5,195]
[8593,-14.2,0,0,0.5,197]
[8594,-13.8,0,0,0.4,201]
[8595,-12.8,0,0,0.4,206]
[8596,-11.4,0,0,0.1,213]
[8597,-9.6999999999999993,0,0,0.3,223]
[8598,-7.6,0,0,0.4,233]
[8599,-6.5,0,0,0.3,239]
[8600,-6.1,0,0,0.4,242]
[8601,-5.5,13,0,0.2,246]
[8602,-4.7,39,6,0.2,251]
[8603,-4.0999999999999996,72,4,0.3,248]
[8604,-3.6,109,9,0.3,244]
[8605,-2.9,142,21,0.7,241]
[8606,-2.8,113,10,2.5,241]
[8607,-3.1,92,12,3.3,239]
[8608,-3.3,42,7,3,241]
[8609,-3.6,9,92,3.9,242]
[8610,-3.9,0,0,4,249]
[8611,-4.0999999999999996,0,0,2.5,252]
[8612,-4.4000000000000004,0,0,0.8,251]
[8613,-5.0999999999999996,0,0,0.5,248]
[8614,-5.2,0,0,0.9,248]
[8615,-4.9000000000000004,0,0,0.7,249]
[8616,-5,0,0,0.5,249]
[8617,-5.0999999999999996,0,0,0.5,248]
[8618,-5.9,0,0,0.3,243]
[8619,-6.5,0,0,0.3,240]
[8620,-6.6,0,0,0.2,240]
[8621,-6.3,0,0,0.2,241]
[8622,-5.6,0,0,0.2,243]
[8623,-5.8,0,0,0.3,242]
[8624,-6.3,0,0,0.7,238]
[8625,-6.5,19,9,0.7,236]
[8626,-6.4,100,110,0.2,226]
[8627,-5.7,250,663,0.3,212]
[8628,-4.4000000000000004,325,788,0.3,210]
[8629,-3.9,357,866,0.4,207]
[8630,-3.8,307,761,0.5,205]
[8631,-3.9,221,617,0.8,198]
[8632,-4.2,101,301,1.1000000000000001,201]
[8633,-4.8,18,168,0.5,202]
[8634,-6.2,0,0,0.2,203]
[8635,-7.2,0,0,0.2,205]
[8636,-7.2,0,0,0,207]
[8637,-7.8,0,0,0,207]
[8638,-8.3000000000000007,0,0,0,207]
[8639,-8.6999999999999993,0,0,0.1,208]
[8640,-8.6999999999999993,0,0,0.4,212]
[8641,-8.1,0,0,0.4,217]
[8642,-7.1,0,0,0.4,223]
[8643,-6.1,0,0,0.4,227]
[8644,-4.9000000000000004,0,0,0.3,235]
[8645,-4.0999999999999996,0,0,0.1,241]
[8646,-3.5,0,0,0.5,246]
[8647,-2.4,0,0,1.4,250]
[8648,-1.9,0,0,3.6,247]
[8649,-2.6,19,9,4.2,242]
[8650,-2.8,99,105,2.6,235]
[8651,-2.1,239,581,0.6,226]
[8652,-1.5,305,674,0.2,224]
[8653,-0.7,304,584,0.4,228]
[8654,-0.1,266,501,0.4,230]
[8655,-0.2,187,346,0.5,232]
[8656,-0.8,93,203,0.5,235]
[8657,-1.6,15,168,0.3,237]
[8658,-2.4,0,0,0.2,237]
[8659,-3.4,0,0,0.3,238]
[8660,-3.9,0,0,0.2,239]
[8661,-3.9,0,0,0.2,240]
[8662,-4.3,0,0,0.1,238]
[8663,-4.5,0,0,0.3,239]
[8664,-4.5,0,0,0.3,239]
[8665,-4.4000000000000004,0,0,0.3,239]
[8666,-4.5,0,0,0.3,239]
[8667,-4.2,0,0,0.3,241]
[8668,-3.6,0,0,0.4,244]
[8669,-3,0,0,0.9,247]
[8670,-1.8,0,0,3.8,254]
[8671,-0.7,0,0,6.3,259]
[8672,-0.4,0,0,10.199999999999999,256]
[8673,-0.4,26,45,7.6,254]
[8674,-0.6,83,47,6.9,256]
[8675,-0.6,126,41,7.4,255]
[8676,-1,196,130,7.1,247]
[8677,-1.3,192,94,5.4,248]
[8678,-1.8,110,10,5,256]
[8679,-2,63,4,5.0999999999999996,259]
[8680,-2,38,7,5.7,256]
[8681,-2.7,11,106,5.0999999999999996,255]
[8682,-3.1,2,0,5.2,253]
[8683,-3.1,0,0,5.6,251]
[8684,-3.3,0,0,6.4,248]
[8685,-3.7,0,0,6.8,247]
[8686,-4,0,0,6,247]
[8687,-4.2,0,0,6.2,247]
[8688,-4.4000000000000004,0,0,6.5,245]
[8689,-4.5,0,0,8.6999999999999993,245]
[8690,-4.8,0,0,7.3,245]
[8691,-5,0,0,5.2,247]
[8692,-5.0999999999999996,0,0,3.9,248]
[8693,-5.2,0,0,2.8,249]
[8694,-5.4,0,0,3.3,248]
[8695,-5.7,0,0,1.2,247]
[8696,-5.5,0,0,1.1000000000000001,248]
[8697,-5.6,13,0,3.1,246]
[8698,-5.7,78,35,4.4000000000000004,239]
[8699,-5.4,225,479,3.6,221]
[8700,-5.4,333,823,2.8,210]
[8701,-5.5,365,890,2.4,206]
[8702,-6.2,319,811,2.7,201]
[8703,-6.8,226,628,3.3,201]
[8704,-7.9,101,262,3.3,203]
[8705,-9.3000000000000007,17,156,2.2999999999999998,201]
[8706,-10.7,0,0,1.1000000000000001,198]
[8707,-11.8,0,0,0.9,198]
[8708,-12.9,0,0,1.2,194]
[8709,-14.1,0,0,1,190]
[8710,-14.8,0,0,0.5,189]
[8711,-15.1,0,0,0.2,189]
[8712,-15.4,0,0,0.3,188]
[8713,-16,0,0,0.3,186]
[8714,-20,0,0,0.4,169]
[8715,-16.8,0,0,0.3,183]
[8716,-16.399999999999999,0,0,0.4,185]
[8717,-16.2,0,0,0.4,185]
[8718,-15.6,0,0,0.2,188]
[8719,-15.8,0,0,0.2,187]
[8720,-15.3,0,0,0.2,191]
[8721,-14.9,23,27,0.2,193]
[8722,-13.5,105,134,0.2,195]
[8723,-10.9,258,718,0.1,194]
[8724,-9.1,335,830,0.1,192]
[8725,-7.1,354,841,0.1,195]
[8726,-6.5,313,769,0.4,198]
[8727,-6.3,229,640,0.8,200]
[8728,-6.9,107,308,0.7,202]
[8729,-7.4,21,181,0.7,201]
[8730,-8.9,2,0,0.6,198]
[8731,-9.5,0,0,0.4,201]
[8732,-9.9,0,0,0.2,204]
[8733,-9.6,0,0,0.3,207]
[8734,-9.8000000000000007,0,0,0.2,209]
[8735,-9.5,0,0,0.2,212]
[8736,-9.1,0,0,0.3,214]
[8737,-8.6,0,0,0.3,217]
[8738,-7.4,0,0,0.3,222]
[8739,-7.3,0,0,0.3,224]
[8740,-7.1,0,0,0.2,227]
[8741,-7,0,0,0.3,229]
[8742,-7,0,0,0.4,229]
[8743,-6.8,0,0,0.3,231]
[8744,-6.5,0,0,0.4,232]
[8745,-5.9,22,18,0.2,234]
[8746,-5.2,104,128,0.4,231]
[8747,-4,241,590,0.4,222]
[8748,-2.2999999999999998,317,730,0.3,221]
[8749,-0.8,340,765,0.3,222]
[8750,0.1,296,658,0.3,220]
[8751,0.5,216,527,0.5,220]
[8752,0,99,214,0.4,233]
[8753,-0.9,20,188,0.3,235]
[8754,-2.1,0,0,0.5,236]
[8755,-3,0,0,0.2,238]
[8756,-3.5,0,0,0.2,237]
[8757,-3.9,0,0,0.2,237]
[8758,-4,0,0,0.1,241]
[8759,-3.8,0,0,0.3,244]
[8760,-3.3,0,0,0.3,248]

{"sheet":"_Stockholm","index":3,"n_rows":8765,"n_cols":6,"rows_kept":8765,"cut":false,"hidden":true,"merged":[]}
["Location:","Stockholm",null,"Longitude","STD longitude","Latitude"]
["Year:","1996-2005 ",null,-18.079999999999998,-15,59.35]
[null,null,null,"NB! The longitudes are defined negative for values to the east and positive to the west."]
["TIME        ","ta","Ghoris","Gbn","w10","EL"]
["[hour]","[°C]","[W/m2]","[W/m2]","[m/s]","[W/m2]"]
[1,3.6,0,0,2.1,288]
[2,3.5,0,0,1.6,285]
[3,3.3,0,0,1.2,283]
[4,3.2,0,0,1.6,282]
[5,3,0,0,1.6,281]
[6,2.9,0,0,1.8,282]
[7,2.9,0,0,1.5,280]
[8,2.8,0,0,2.2999999999999998,279]
[9,2.8,0,0,1.8,280]
[10,3.5,19,0,3.7,283]
[11,4.0999999999999996,31,0,2.9,280]
[12,4.5,33,0,2.7,283]
[13,4.7,34,0,3.2,284]
[14,4.8,35,39,3.7,278]
[15,4.4000000000000004,2,0,2.9,279]
[16,4.0999999999999996,0,0,4.3,281]
[17,3.9,0,0,3.2,282]
[18,3.7,0,0,3.7,282]
[19,3.4,0,0,2.7,281]
[20,3.2,0,0,2.9,281]
[21,2.9,0,0,2.9,280]
[22,2.7,0,0,2.1,278]
[23,2.4,0,0,1.6,273]
[24,2.2000000000000002,0,0,1.4,274]
[25,1.9,0,0,1.5,273]
[26,1.5,0,0,2.7,277]
[27,1.4,0,0,4.0999999999999996,277]
[28,1.3,0,0,3.7,279]
[29,1.1000000000000001,0,0,4.3,278]
[30,1,0,0,3.4,278]
[31,0.9,0,0,3.9,278]
[32,0.8,0,0,2.2999999999999998,277]
[33,0.7,0,0,2.7,277]
[34,1.2,12,0,2.4,280]
[35,1.6,26,0,2.7,280]
[36,2,33,0,2,282]
[37,2.1,30,0,2.9,283]
[38,2.1,23,0,3.4,277]
[39,1.8,2,0,2.4,279]
[40,1.6,0,0,3.2,280]
[41,1.4,0,0,2.4,280]
[42,1.3,0,0,2.7,282]
[43,1.1000000000000001,0,0,1.7,277]
[44,0.9,0,0,1.4,280]
[45,0.7,0,0,1.1000000000000001,285]
[46,0.6,0,0,0.8,284]
[47,0.3,0,0,0.6,282]
[48,-0.2,0,0,0.3,280]
[49,0.1,0,0,0.2,282]
[50,0,0,0,0.2,281]
[51,-0.2,0,0,0.4,280]
[52,-0.3,0,0,0.3,279]
[53,-0.3,0,0,0.4,279]
[54,-0.3,0,0,0.3,280]
[55,-0.3,0,0,0.4,280]
[56,-0.4,0,0,0.5,279]
[57,-0.3,0,0,0.7,280]
[58,0.3,13,0,0.7,283]
[59,0.8,26,0,1.4,285]
[60,1.3,31,0,1.5,286]
[61,1.5,29,0,1.8,287]
[62,1.5,20,0,1.6,287]
[63,1.1000000000000001,2,0,1.1000000000000001,284]
[64,0.9,0,0,1.4,281]
[65,0.8,0,0,2.6,280]
[66,0.6,0,0,4.3,280]
[67,0.4,0,0,4.0999999999999996,281]
[68,0.3,0,0,2.9,279]
[69,0.1,0,0,2.9,280]
[70,-0.2,0,0,3.4,278]
[71,-0.3,0,0,3.2,277]
[72,-0.8,0,0,3.4,274]
[73,-0.6,0,0,3.2,275]
[74,-0.7,0,0,3.2,274]
[75,-0.9,0,0,3.7,272]
[76,-1,0,0,4.3,271]
[77,-1.1000000000000001,0,0,5.5,271]
[78,-1.2,0,0,3.9,270]
[79,-1.2,0,0,2.6,269]
[80,-1.3,0,0,2.2999999999999998,269]
[81,-1.2,0,0,2.2999999999999998,268]
[82,-0.4,21,14,1.7,273]
[83,0.7,47,47,2,273]
[84,1.4,57,54,1.7,275]
[85,1.5,36,0,2.6,281]
[86,1.3,23,0,1.6,283]
[87,0.8,2,0,1.2,277]
[88,0.5,0,0,1.2,275]
[89,0.3,0,0,1.4,271]
[90,0,0,0,1.8,273]
[91,-0.2,0,0,1.8,275]
[92,-0.4,0,0,2.2999999999999998,273]
[93,-0.7,0,0,1.6,272]
[94,-0.9,0,0,2.1,270]
[95,-1.2,0,0,2,267]
[96,-1.4,0,0,2,268]
[97,-1.7,0,0,3.4,262]
[98,-2,0,0,4.0999999999999996,259]
[99,-2.2999999999999998,0,0,3.4,258]
[100,-2.4,0,0,2.6,256]
[101,-2.6,0,0,4.0999999999999996,255]
[102,-2.7,0,0,3.7,255]
[103,-2.8,0,0,4.3,252]
[104,-2.9,0,0,2.9,251]
[105,-2.9,0,0,2.7,251]
[106,-1.4,32,156,2.2999999999999998,254]
[107,0.1,65,258,1.7,257]
[108,1.4,90,354,1.7,259]
[109,2.1,87,345,1.6,258]
[110,2.2999999999999998,63,308,2.4,261]
[111,1.2,10,0,2.1,258]
[112,0.9,0,0,2.1,259]
[113,0.6,0,0,2.9,257]
[114,0.3,0,0,3.9,255]
[115,0,0,0,3.9,254]
[116,-0.3,0,0,2.4,254]
[117,-0.7,0,0,3.7,256]
[118,-1,0,0,3.9,255]
[119,-1.3,0,0,3.2,254]
[120,-1.6,0,0,3.7,254]
[121,-1.9,0,0,5,250]
[122,-2.2999999999999998,0,0,5.3,248]
[123,-2.7,0,0,5.3,247]
[124,-2.9,0,0,5,246]
[125,-3.1,0,0,4.9000000000000004,248]
[126,-3.4,0,0,4.5999999999999996,246]
[127,-3.5,0,0,4.9000000000000004,248]
[128,-3.7,0,0,4.5999999999999996,247]
[129,-3.7,0,0,4.3,252]
[130,-3.4,10,0,2.9,252]
[131,-2.9,27,0,3.2,253]
[132,-2.6,28,0,3.9,254]
[133,-2.4,33,0,5,256]
[134,-1.9,67,194,5.6,247]
[135,-2.2000000000000002,9,0,5.9,245]
[136,-2.2999999999999998,0,0,5.3,245]
[137,-2.4,0,0,3.4,245]
[138,-2.5,0,0,1.8,243]
[139,-2.6,0,0,1.8,245]
[140,-2.8,0,0,1.2,248]
[141,-2.8,0,0,1.5,252]
[142,-2.9,0,0,1,253]
[143,-3,0,0,1,252]
[144,-3.1,0,0,0.7,252]
[145,-3,0,0,0.7,253]
[146,-2.9,0,0,0.5,255]
[147,-2.8,0,0,0.6,257]
[148,-2.7,0,0,0.7,258]
[149,-2.6,0,0,0.8,259]
[150,-2.5,0,0,0.7,261]
[151,-2.5,0,0,0.5,257]
[152,-2.4,0,0,0.7,258]
[153,-2.2999999999999998,0,0,0.6,260]
[154,-2,4,0,0.7,263]
[155,-1.5,13,0,0.7,268]
[156,-1.2,11,0,0.9,271]
[157,-1.1000000000000001,11,0,0.7,275]
[158,0.5,78,262,1.1000000000000001,249]
[159,0.7,23,0,1.2,251]
[160,0.4,0,0,0.8,250]
[161,0.2,0,0,1,252]
[162,0,0,0,1.2,257]
[163,-0.3,0,0,1.5,260]
[164,-0.7,0,0,1.8,261]
[165,-0.7,0,0,1.7,261]
[166,-0.9,0,0,2,261]
[167,-1.1000000000000001,0,0,1.8,261]
[168,-1.3,0,0,1.8,261]
[169,-1.8,0,0,1.5,258]
[170,-2.5,0,0,1.7,255]
[171,-2.9,0,0,1.8,256]
[172,-3.2,0,0,1.2,255]
[173,-3.5,0,0,0.8,258]
[174,-3.8,0,0,0.5,259]
[175,-4,0,0,0.4,260]
[176,-4.2,0,0,0.5,260]
[177,-4.2,0,0,0.7,260]
[178,-4,7,0,0.8,261]
[179,-3.9,14,0,1.7,260]
[180,-3.5,31,0,2.1,259]
[181,-3.3,38,0,2.9,256]
[182,-2.8,67,179,4.3,246]
[183,-3,16,0,3.2,244]
[184,-3.3,0,0,1.8,243]
[185,-3.6,0,0,2.9,243]
[186,-3.9,0,0,3.2,243]
[187,-4.2,0,0,2.9,241]
[188,-4.5,0,0,2.4,241]
[189,-4.8,0,0,2.7,242]
[190,-5.2,0,0,4.3,245]
[191,-5.4,0,0,4.5999999999999996,246]
[192,-5.7,0,0,5.3,246]
[193,-5.9,0,0,4.0999999999999996,246]
[194,-6.1,0,0,5,246]
[195,-6.2,0,0,5,246]
[196,-6.3,0,0,4.5999999999999996,246]
[197,-6.4,0,0,4.0999999999999996,247]
[198,-6.4,0,0,3.4,247]
[199,-6.5,0,0,4.3,248]
[200,-6.5,0,0,4.3,249]
[201,-6.5,0,0,2.9,250]
[202,-6.2,7,0,3.9,251]
[203,-5.7,17,0,4.0999999999999996,254]
[204,-5.2,31,0,4.3,252]
[205,-4.7,40,0,3.4,248]
[206,-3.6,84,277,2.7,231]
[207,-4.0999999999999996,10,0,2.9,230]
[208,-4.2,0,0,2.6,235]
[209,-4.3,0,0,2.6,235]
[210,-4.4000000000000004,0,0,4.3,235]
[211,-4.5,0,0,4.9000000000000004,238]
[212,-4.5999999999999996,0,0,4.3,239]
[213,-4.7,0,0,4.0999999999999996,242]
[214,-4.8,0,0,3.9,244]
[215,-4.9000000000000004,0,0,3.2,246]
[216,-5,0,0,3.4,245]
[217,-5.2,0,0,3.2,246]
[218,-5.2,0,0,4.5999999999999996,248]
[219,-5.3,0,0,3.2,248]
[220,-5.4,0,0,2.6,249]
[221,-5.4,0,0,2.9,250]
[222,-5.5,0,0,3.7,251]
[223,-5.5,0,0,3.2,251]
[224,-5.5,0,0,2.6,252]
[225,-5.5,0,0,2.9,254]
[226,-5,8,0,4.5999999999999996,257]
[227,-4.5,19,0,5.9,260]
[228,-4.2,20,0,5,261]
[229,-4.2,11,0,5.9,265]
[230,-2.8,87,287,7,242]
[231,-2.6,36,296,8.8000000000000007,243]
[232,-3.2,0,0,8.1999999999999993,243]
[233,-3.3,0,0,6.7,246]
[234,-3.4,0,0,11.4,246]
[235,-3.5,0,0,10.4,247]
[236,-3.5,0,0,8.8000000000000007,248]
[237,-3.6,0,0,6.3,251]
[238,-3.7,0,0,4.3,251]
[239,-3.8,0,0,4.3,247]
[240,-3.9,0,0,5,244]
[241,-4,0,0,4.3,243]
[242,-4,0,0,4.3,244]
[243,-4.0999999999999996,0,0,4.9000000000000004,245]
[244,-4.0999999999999996,0,0,4.0999999999999996,247]
[245,-4.0999999999999996,0,0,4.5999999999999996,249]
[246,-4.0999999999999996,0,0,5.5,255]
[247,-4,0,0,5.3,260]
[248,-4,0,0,4.5999999999999996,261]
[249,-3.9,0,0,6.3,259]
[250,-3.2,13,0,6.3,263]
[251,-2.6,21,0,5.6,264]
[252,-1.7,38,0,4.5999999999999996,261]
[253,-0.1,85,173,4.9000000000000004,252]
[254,1,88,300,2.6,245]
[255,1,38,301,5.9,246]
[256,0.1,0,0,6.3,245]
[257,-0.4,0,0,6.5,242]
[258,-0.8,0,0,8.1999999999999993,239]
[259,-1.2,0,0,7,238]
[260,-1.6,0,0,6.3,235]
[261,-2,0,0,5.9,235]
[262,-2.5,0,0,5.9,234]
[263,-2.9,0,0,5.6,232]
[264,-3.3,0,0,6.3,231]
[265,-5,0,0,8.1999999999999993,217]
[266,-7.1,0,0,7.4,214]
[267,-9.1,0,0,5.6,210]
[268,-10.199999999999999,0,0,4.3,208]
[269,-11.4,0,0,4.3,204]
[270,-12.5,0,0,4.0999999999999996,202]
[271,-13.3,0,0,5,202]
[272,-14.2,0,0,2.9,202]
[273,-14.5,0,0,2.4,198]
[274,-14.8,21,0,2.4,196]
[275,-15.2,43,7,2.2999999999999998,193]
[276,-15.5,58,15,1.6,199]
[277,-15.8,67,49,2.2999999999999998,194]
[278,-16.100000000000001,45,24,2.6,196]
[279,-16.100000000000001,32,119,2.2999999999999998,196]
[280,-16.3,0,0,1.8,194]
[281,-16.8,0,0,2.4,194]
[282,-17.3,0,0,3.2,191]
[283,-17.7,0,0,4.0999999999999996,189]
[284,-18.2,0,0,2.1,186]
[285,-17.7,0,0,2.2999999999999998,189]
[286,-17.7,0,0,1.7,187]
[287,-17.7,0,0,1.2,187]
[288,-17.7,0,0,0.6,187]
[289,-17.5,0,0,0.9,189]
[290,-17.2,0,0,1.1000000000000001,189]
[291,-17,0,0,1.7,189]
[292,-16.8,0,0,2.9,190]
[293,-16.7,0,0,2.6,190]
[294,-16.5,0,0,3.4,191]
[295,-16.399999999999999,0,0,4.0999999999999996,191]
[296,-16.3,0,0,3.4,192]
[297,-16.2,0,0,3.2,192]
[298,-14.3,31,100,3.4,199]
[299,-11.9,72,173,3.7,206]
[300,-10.8,68,68,2.6,213]
[301,-10.4,59,28,2.6,217]
[302,-9.6999999999999993,81,209,2.6,210]
[303,-10.6,22,23,2,207]
[304,-11.8,0,0,1.8,205]
[305,-11.4,0,0,1.8,206]
[306,-11,0,0,2.4,207]
[307,-10.6,0,0,4.3,210]
[308,-10.3,0,0,3.7,212]
[309,-9.9,0,0,2.7,213]
[310,-9.5,0,0,2.6,219]
[311,-9.1,0,0,4.0999999999999996,220]
[312,-8.6999999999999993,0,0,2.7,220]
[313,-8.8000000000000007,0,0,2.6,219]
[314,-8.8000000000000007,0,0,2.4,217]
[315,-9.1999999999999993,0,0,1.2,224]
[316,-8.9,0,0,1,225]
[317,-8.9,0,0,1,224]
[318,-8.9,0,0,0.8,227]
[319,-9,0,0,0.6,225]
[320,-8.9,0,0,0.7,228]
[321,-8.9,0,0,1.1000000000000001,229]
[322,-8,15,0,1.1000000000000001,231]
[323,-6.9,39,0,0.9,235]
[324,-6.3,40,0,0.8,240]
[325,-5.7,47,0,0.4,241]
[326,-5.7,31,0,0.1,242]
[327,-6,16,0,0.5,241]
[328,-6.5,0,0,0.7,238]
[329,-6.7,0,0,0.8,237]
[330,-6.9,0,0,1,230]
[331,-7.2,0,0,1,228]
[332,-7.4,0,0,1.5,230]
[333,-7.6,0,0,2.1,229]
[334,-7.8,0,0,2,230]
[335,-8,0,0,2.1,230]
[336,-8.1999999999999993,0,0,2,231]
[337,-8.5,0,0,2.1,232]
[338,-8.9,0,0,2.4,232]
[339,-9.4,0,0,2.7,230]
[340,-9.5,0,0,3.9,228]
[341,-9.6999999999999993,0,0,4.3,230]
[342,-9.9,0,0,4.9000000000000004,227]
[343,-10.1,0,0,4.9000000000000004,225]
[344,-10.3,0,0,5.5,224]
[345,-10.3,0,0,4.3,225]
[346,-9.9,13,0,3.4,227]
[347,-9.6,25,0,2.2999999999999998,228]
[348,-9.3000000000000007,33,0,1.7,230]
[349,-9.1,32,0,1.6,232]
[350,-9.1999999999999993,21,0,2,232]
[351,-9.5,11,0,3.2,234]
[352,-9.9,0,0,4.9000000000000004,230]
[353,-9.6999999999999993,0,0,4.5999999999999996,233]
[354,-9.6999999999999993,0,0,5.3,229]
[355,-9.6999999999999993,0,0,6.7,230]
[356,-9.9,0,0,7.4,230]
[357,-9.3000000000000007,0,0,7,231]
[358,-9.1999999999999993,0,0,7.4,233]
[359,-9,0,0,7,236]
[360,-8.9,0,0,5.6,235]
[361,-8.6999999999999993,0,0,5,236]
[362,-8.4,0,0,5.3,236]
[363,-8.1999999999999993,0,0,4.5999999999999996,236]
[364,-8.1,0,0,2.6,237]
[365,-7.9,0,0,2.2999999999999998,239]
[366,-7.8,0,0,2.6,240]
[367,-7.7,0,0,3.4,244]
[368,-7.6,0,0,3.2,244]
[369,-7.5,0,0,2.6,239]
[370,-6.7,10,0,4.0999999999999996,242]
[371,-6.1,18,0,3.4,247]
[372,-5.6,22,0,3.4,252]
[373,-5.4,19,0,3.4,252]
[374,-3.7,80,155,2,237]
[375,-3.4,38,160,2.4,235]
[376,-4.2,0,0,3.4,234]
[377,-4.0999999999999996,0,0,2.4,238]
[378,-4,0,0,1.8,238]
[379,-3.8,0,0,2.7,241]
[380,-3.7,0,0,2.9,241]
[381,-3.7,0,0,2.1,244]
[382,-3.5,0,0,1.6,246]
[383,-3.4,0,0,2.1,248]
[384,-3.6,0,0,2.2999999999999998,249]
[385,-3.4,0,0,2.7,248]
[386,-3.5,0,0,2.9,249]
[387,-3.6,0,0,3.4,248]
[388,-3.7,0,0,2.9,248]
[389,-3.7,0,0,2.2999999999999998,248]
[390,-3.8,0,0,1.8,253]
[391,-3.8,0,0,1.6,255]
[392,-3.9,0,0,2.4,256]
[393,-3.7,1,0,3.2,256]
[394,-2.7,20,0,3.9,263]
[395,-1.3,47,13,2.2999999999999998,266]
[396,-1.4,19,0,3.2,273]
[397,-1.2,31,0,2.9,274]
[398,0.2,98,253,3.7,256]
[399,0.4,49,372,5.3,254]
[400,-0.5,1,0,5.3,251]
[401,-0.5,0,0,4.9000000000000004,249]
[402,-0.5,0,0,3.4,251]
[403,-0.6,0,0,3.2,251]
[404,-0.6,0,0,2.2999999999999998,251]
[405,-0.7,0,0,2.6,252]
[406,-0.7,0,0,3.9,251]
[407,-0.7,0,0,4.5999999999999996,255]
[408,-0.8,0,0,4.3,254]
[409,-0.8,0,0,3.9,256]
[410,-0.8,0,0,2.9,256]
[411,-0.8,0,0,2.9,261]
[412,-0.7,0,0,1.4,263]
[413,-0.7,0,0,1.4,263]
[414,-0.7,0,0,2.2999999999999998,265]
[415,-0.6,0,0,1.4,264]
[416,-0.6,0,0,2.1,263]
[417,-0.5,1,0,2.1,262]
[418,0.7,22,0,1.6,265]
[419,2.8,74,185,2.9,268]
[420,4.2,84,110,4.5999999999999996,272]
[421,4.4000000000000004,50,0,4.5999999999999996,280]
[422,4.3,41,0,3.9,278]
[423,3.3,5,0,4.3,275]
[424,2.5,0,0,5.9,274]
[425,2.4,0,0,4.9000000000000004,273]
[426,2.4,0,0,5.3,274]
[427,2.4,0,0,4.9000000000000004,274]
[428,2.2999999999999998,0,0,5.9,272]
[429,2.2999999999999998,0,0,5.9,274]
[430,2.2999999999999998,0,0,6.3,273]
[431,2.2000000000000002,0,0,7,275]
[432,2.2000000000000002,0,0,6.7,278]
[433,2,0,0,8.1999999999999993,275]
[434,1.9,0,0,5.9,274]
[435,1.7,0,0,4.9000000000000004,277]
[436,1.7,0,0,4.5999999999999996,275]
[437,1.6,0,0,5.5,274]
[438,1.6,0,0,5,276]
[439,1.6,0,0,5.9,277]
[440,1.6,0,0,5.5,276]
[441,1.7,1,0,5.6,274]
[442,3.1,29,7,6.1,272]
[443,4.5,55,21,6.1,275]
[444,5.6,70,24,7.7,277]
[445,6.3,73,36,7.7,278]
[446,6.5,51,9,6.3,279]
[447,6,23,0,6.3,279]
[448,5.0999999999999996,0,0,5.6,276]
[449,4.7,0,0,5.5,273]
[450,4.3,0,0,6.1,274]
[451,3.9,0,0,5.9,272]
[452,3.5,0,0,6.7,273]
[453,3.1,0,0,6.5,269]
[454,2.7,0,0,6.1,269]
[455,2.2999999999999998,0,0,7,269]
[456,1.9,0,0,6.5,264]
[457,1.2,0,0,5.9,265]
[458,0.5,0,0,5.6,264]
[459,-0.2,0,0,5,261]
[460,-0.5,0,0,4.0999999999999996,259]
[461,-0.9,0,0,3.4,257]
[462,-1.3,0,0,3.7,254]
[463,-1.5,0,0,2.9,257]
[464,-1.8,0,0,3.7,254]
[465,-1.8,1,0,4.9000000000000004,254]
[466,0,41,148,3.9,259]
[467,1.6,77,149,3.9,265]
[468,2.9,101,202,3.4,269]
[469,3.6,103,245,3.9,269]
[470,3.9,86,291,5.3,269]
[471,3.2,38,131,5.5,266]
[472,2,0,0,5.9,264]
[473,1.7,0,0,6.5,261]
[474,1.3,0,0,6.1,261]
[475,1,0,0,4.9000000000000004,262]
[476,0.7,0,0,3.7,265]
[477,0.4,0,0,3.9,264]
[478,0,0,0,3.4,263]
[479,-0.3,0,0,2.4,264]
[480,-0.6,0,0,2,267]
[481,-0.8,0,0,2.6,265]
[482,-0.9,0,0,3.4,268]
[483,-1,0,0,3.7,268]
[484,-1,0,0,4.5999999999999996,268]
[485,-1.1000000000000001,0,0,5.5,269]
[486,-1.1000000000000001,0,0,5.3,269]
[487,-1.1000000000000001,0,0,5.3,269]
[488,-1.2,0,0,5.6,269]
[489,-1.1000000000000001,1,0,6.7,270]
[490,0.9,36,55,7,276]
[491,2.5,60,26,6.3,279]
[492,3.8,79,55,7.7,276]
[493,5.5,118,327,11,273]
[494,6.2,97,342,10.4,274]
[495,6.2,62,312,9.4,276]
[496,4.8,2,0,7.4,273]
[497,4.5999999999999996,0,0,7.7,271]
[498,4.4000000000000004,0,0,6.7,271]
[499,4.2,0,0,6.5,274]
[500,4,0,0,6.5,274]
[501,3.8,0,0,7.4,272]
[502,3.6,0,0,6.5,275]
[503,3.4,0,0,8.1999999999999993,277]
[504,3.2,0,0,7.4,278]
[505,2.8,0,0,8.8000000000000007,278]
[506,2.5,0,0,6.5,278]
[507,2.1,0,0,8.1999999999999993,276]
[508,1.9,0,0,6.1,279]
[509,1.8,0,0,6.1,279]
[510,1.6,0,0,5.9,282]
[511,1.4,0,0,3.2,281]
[512,1.3,0,0,2.9,282]
[513,1.5,2,0,2.1,282]
[514,2.6,27,0,2.2999999999999998,287]
[515,3.2,42,0,2.1,294]
[516,4.4000000000000004,66,4,1.6,290]
[517,4.7,52,0,1.6,295]
[518,4.7,41,0,1.6,289]
[519,4.4000000000000004,25,0,1.5,293]
[520,3.7,2,0,2.6,292]
[521,3.5,0,0,2.6,298]
[522,3.3,0,0,4.0999999999999996,299]
[523,3.1,0,0,5.5,299]
[524,2.9,0,0,4.3,298]
[525,2.6,0,0,4.5999999999999996,298]
[526,2.4,0,0,3.4,297]
[527,2.2000000000000002,0,0,3.7,296]
[528,2,0,0,3.4,296]
[529,0.9,0,0,3.9,290]
[530,1.3,0,0,2.6,292]
[531,1.5,0,0,1.4,293]
[532,1.5,0,0,2,294]
[533,1.4,0,0,1.7,294]
[534,1.4,0,0,2,294]
[535,1.4,0,0,1.6,295]
[536,1.3,0,0,1.1000000000000001,293]
[537,1.4,1,0,1.7,296]
[538,1.5,6,0,1.6,296]
[539,1.8,11,0,2.1,296]
[540,1.8,14,0,1.4,292]
[541,1.9,13,0,1.6,293]
[542,1.7,11,0,1.7,295]
[543,1.9,6,0,1.6,293]
[544,1.6,1,0,1.1000000000000001,293]
[545,1.6,0,0,1.1000000000000001,287]
[546,1.5,0,0,0.6,286]
[547,1.5,0,0,0.4,288]
[548,1.2,0,0,0.2,284]
[549,1.2,0,0,0.3,286]
[550,1.1000000000000001,0,0,0.1,286]
[551,1,0,0,0.3,285]
[552,0.9,0,0,0.4,284]
[553,-0.1,0,0,0.2,278]
[554,-1.2,0,0,0.2,273]
[555,-2.6,0,0,0.1,271]
[556,-2.9,0,0,0,271]
[557,-3.3,0,0,0.1,267]
[558,-3.9,0,0,0.5,264]
[559,-4.2,0,0,0.5,263]
[560,-4.7,0,0,0.8,260]
[561,-4.8,1,0,0.8,260]
[562,-4.7,16,0,0.7,260]
[563,-4.7,27,0,0.5,259]
[564,-4.7,42,0,0.4,257]
[565,-4.8,41,0,0.4,257]
[566,-4.9000000000000004,34,0,0.5,256]
[567,-5,17,0,0.6,259]
[568,-5.3,1,0,0.9,257]
[569,-5.6,0,0,1,253]
[570,-5.9,0,0,0.8,251]
[571,-6.2,0,0,0.8,249]
[572,-6.5,0,0,1,247]
[573,-6.8,0,0,1.2,244]
[574,-7.2,0,0,1.4,242]
[575,-7.5,0,0,2,240]
[576,-7.8,0,0,1.6,238]
[577,-7.6,0,0,2.1,238]
[578,-7.4,0,0,1.2,238]
[579,-7.2,0,0,1.2,239]
[580,-7.1,0,0,0.8,240]
[581,-6.9,0,0,1.1000000000000001,240]
[582,-6.8,0,0,1.2,239]
[583,-6.7,0,0,1.8,238]
[584,-6.6,0,0,1.8,236]
[585,-6.2,3,0,1.4,237]
[586,-3,53,160,1.7,244]
[587,0,101,276,1,248]
[588,2.1,121,285,1.2,253]
[589,3.3,116,251,0.8,258]
[590,3.6,88,194,1.1000000000000001,259]
[591,2.8,52,179,0.9,255]
[592,0.9,1,0,0.9,255]
[593,0.9,0,0,1.4,260]
[594,1,0,0,1.4,261]
[595,1,0,0,1.6,264]
[596,1,0,0,1.1000000000000001,264]
[597,1,0,0,1.4,263]
[598,1.1000000000000001,0,0,1.2,263]
[599,1.1000000000000001,0,0,1.1000000000000001,264]
[600,1.1000000000000001,0,0,1.4,267]
[601,0.9,0,0,0.9,259]
[602,0.9,0,0,1,264]
[603,0.8,0,0,1.8,265]
[604,0.9,0,0,2.1,263]
[605,1,0,0,1.1000000000000001,263]
[606,1,0,0,0.9,266]
[607,1.1000000000000001,0,0,1.2,265]
[608,1.2,0,0,1.2,262]
[609,1.7,5,0,1.2,262]
[610,4.7,81,288,1.6,264]
[611,6.3,104,213,2.1,274]
[612,6.5,63,0,2.1,286]
[613,6.7,67,0,3.4,284]
[614,5.8,144,405,2.6,263]
[615,5.8,66,308,3.4,273]
[616,5.8,11,0,3.2,272]
[617,6.6,0,0,2.9,278]
[618,6.3,0,0,4.0999999999999996,284]
[619,6,0,0,4.9000000000000004,279]
[620,5.7,0,0,4.3,280]
[621,5.4,0,0,4.3,282]
[622,5.2,0,0,3.7,280]
[623,4.9000000000000004,0,0,2.7,279]
[624,4.5999999999999996,0,0,3.4,279]
[625,3.7,0,0,3.7,278]
[626,2.9,0,0,4.3,277]
[627,2.1,0,0,4.0999999999999996,275]
[628,1.7,0,0,5.5,277]
[629,1.4,0,0,6.1,277]
[630,1.1000000000000001,0,0,6.5,276]
[631,0.9,0,0,7.4,275]
[632,0.7,0,0,7.4,274]
[633,1,4,0,7,276]
[634,2.6,59,216,8.1999999999999993,284]
[635,4.2,118,379,7.7,282]
[636,5.7,159,521,7,280]
[637,6.7,167,572,8.8000000000000007,280]
[638,5.8,134,513,9.9,277]
[639,6.8,76,377,9.4,281]
[640,5.8,9,0,8.1999999999999993,278]
[641,5.5,0,0,7,277]
[642,5.2,0,0,10.4,276]
[643,4.9000000000000004,0,0,12.5,275]
[644,4.5999999999999996,0,0,8.8000000000000007,275]
[645,4.3,0,0,8.1999999999999993,276]
[646,4,0,0,7.4,275]
[647,3.7,0,0,9.4,274]
[648,3.3,0,0,7.7,274]
[649,2.7,0,0,8.8000000000000007,274]
[650,1.9,0,0,6.7,274]
[651,1.2,0,0,7.4,271]
[652,0.8,0,0,7,276]
[653,0.4,0,0,8.8000000000000007,278]
[654,0,0,0,12.5,277]
[655,-0.2,0,0,9.9,277]
[656,-0.5,0,0,8.8000000000000007,277]
[657,-0.5,1,0,9.4,277]
[658,0.2,19,0,7.7,279]
[659,0.8,33,0,5.6,281]
[660,1.3,43,0,4.9000000000000004,278]
[661,1.6,41,0,5.3,276]
[662,3,133,315,4.3,260]
[663,3.3,76,372,5.3,266]
[664,2.5,5,0,4.9000000000000004,263]
[665,2.1,0,0,4.0999999999999996,261]
[666,1.6,0,0,3.2,264]
[667,1.2,0,0,3.7,262]
[668,0.7,0,0,5.3,258]
[669,0.3,0,0,4.5999999999999996,255]
[670,-0.2,0,0,2.9,252]
[671,-0.6,0,0,3.7,254]
[672,-1.1000000000000001,0,0,2.9,255]
[673,-1.3,0,0,3.4,257]
[674,-1.5,0,0,4.3,254]
[675,-1.6,0,0,4.0999999999999996,250]
[676,-1.7,0,0,5,248]
[677,-1.7,0,0,4.3,249]
[678,-1.7,0,0,3.7,246]
[679,-1.7,0,0,3.2,248]
[680,-1.7,0,0,4.0999999999999996,248]
[681,-1.3,4,0,4.3,246]
[682,2.1,78,271,4.0999999999999996,256]
[683,4.3,113,246,3.7,266]
[684,5.2,101,86,3.2,277]
[685,6.2,130,209,2.1,279]
[686,5.8,148,386,2.6,270]
[687,5.8,69,253,2.6,281]
[688,5.4,8,0,2.1,280]
[689,5.2,0,0,2.1,277]
[690,4.9000000000000004,0,0,3.4,278]
[691,4.7,0,0,2.9,281]
[692,4.5,0,0,2.7,280]
[693,4.3,0,0,2.6,280]
[694,4,0,0,2.7,277]
[695,3.8,0,0,3.9,273]
[696,3.6,0,0,5.3,272]
[697,2.9,0,0,6.5,268]
[698,2.2999999999999998,0,0,6.3,269]
[699,1.7,0,0,5.3,270]
[700,1.5,0,0,5.5,269]
[701,1.2,0,0,4.5999999999999996,265]
[702,0.9,0,0,2.9,269]
[703,0.8,0,0,3.4,270]
[704,0.6,0,0,2.7,270]
[705,1.4,12,0,3.2,273]
[706,3.5,82,278,2.7,278]
[707,5,116,286,2.2999999999999998,279]
[708,5.9,129,242,1.5,282]
[709,6.6,137,232,1.1000000000000001,285]
[710,5.9,51,0,1.8,296]
[711,4.8,7,0,1.6,299]
[712,4.2,16,0,1.2,297]
[713,3.9,0,0,1.4,295]
[714,3.7,0,0,1.8,294]
[715,3.4,0,0,2.1,295]
[716,3.2,0,0,3.7,293]
[717,2.9,0,0,2.4,289]
[718,2.7,0,0,3.2,290]
[719,2.4,0,0,3.9,289]
[720,2.2000000000000002,0,0,3.2,284]
[721,1.7,0,0,4.5999999999999996,281]
[722,1.4,0,0,4.3,282]
[723,1.1000000000000001,0,0,4.9000000000000004,278]
[724,1,0,0,3.2,276]
[725,0.9,0,0,3.7,273]
[726,0.9,0,0,2.9,274]
[727,0.9,0,0,2.4,276]
[728,0.9,0,0,2.7,276]
[729,1.2,2,0,3.4,277]
[730,3.2,67,190,3.2,282]
[731,5.2,132,430,2.9,279]
[732,6.7,166,487,2.6,277]
[733,5.8,175,536,1.6,273]
[734,5.8,133,426,0.8,277]
[735,5.8,77,273,1.1000000000000001,280]
[736,5.8,8,0,1,281]
[737,5.8,0,0,1.5,279]
[738,5.8,0,0,2.1,278]
[739,5.8,0,0,2.6,278]
[740,5.8,0,0,3.4,275]
[741,5.8,0,0,3.2,273]
[742,5.8,0,0,1.8,275]
[743,5.8,0,0,2,277]
[744,5.8,0,0,1.6,280]
[745,5.2,0,0,2.2000000000000002,281]
[746,4.5999999999999996,0,0,0.7,280]
[747,4,0,0,2.6,279]
[748,3.7,0,0,2.2000000000000002,279]
[749,3.3,0,0,1.8,279]
[750,3,0,0,3.2,278]
[751,2.8,0,0,3,278]
[752,2.6,0,0,2.6,280]
[753,2.8,7,0,3.2,279]
[754,4,75,238,1.7,282]
[755,5.0999999999999996,141,351,1.5,279]
[756,5.7,139,210,2.2000000000000002,282]
[757,6.3,183,467,2,277]
[758,6.7,167,604,2,275]
[759,6.5,102,298,3.7,283]
[760,5.7,19,0,3.4,293]
[761,5.2,0,0,3.7,295]
[762,4.7,0,0,4.5999999999999996,294]
[763,4.3,0,0,5.7,293]
[764,3.8,0,0,4.5999999999999996,292]
[765,3.3,0,0,4.5999999999999996,291]
[766,2.9,0,0,5.0999999999999996,287]
[767,2.4,0,0,4.4000000000000004,285]
[768,1.9,0,0,4.2,284]
[769,1.6,0,0,2.6,284]
[770,1.3,0,0,1.5,281]
[771,1,0,0,0.8,282]
[772,0.8,0,0,3,285]
[773,0.7,0,0,2.8,285]
[774,0.5,0,0,3,284]
[775,0.4,0,0,3.2,286]
[776,0.3,0,0,4.5999999999999996,285]
[777,0.4,2,0,6.4,283]
[778,2.4,100,258,5.4,263]
[779,4,164,599,6.1,265]
[780,5.0999999999999996,201,557,5.7,265]
[781,5.6,167,400,6.4,272]
[782,5.5,123,260,6.1,276]
[783,5.0999999999999996,88,185,5.0999999999999996,275]
[784,4.0999999999999996,8,0,7.2,291]
[785,3.8,0,0,5.4,286]
[786,3.4,0,0,4,285]
[787,3.1,0,0,4.4000000000000004,286]
[788,2.7,0,0,4.9000000000000004,284]
[789,2.4,0,0,3.2,284]
[790,2,0,0,2.6,280]
[791,1.6,0,0,2.2000000000000002,278]
[792,1.3,0,0,0.7,277]
[793,0.9,0,0,1,277]
[794,0.5,0,0,0.7,276]
[795,0.1,0,0,0.2,275]
[796,-0.1,0,0,0.2,273]
[797,-0.3,0,0,0.1,272]
[798,-0.6,0,0,0.4,273]
[799,-0.7,0,0,0.4,273]
[800,-0.8,0,0,0.5,275]
[801,-0.5,8,0,0.8,274]
[802,-0.1,33,0,1.5,272]
[803,0.2,56,0,1,273]
[804,0.5,65,0,0.7,274]
[805,0.8,92,9,0.5,265]
[806,0.8,71,0,0.7,265]
[807,0.8,49,4,0.5,262]
[808,0.5,12,0,1.1000000000000001,265]
[809,0.1,0,0,1.8,264]
[810,-0.2,0,0,1.1000000000000001,271]
[811,-0.9,0,0,1.3,270]
[812,-0.9,0,0,0.5,267]
[813,-1.2,0,0,0.8,268]
[814,-1.5,0,0,1,266]
[815,-1.8,0,0,0.3,265]
[816,-2.2000000000000002,0,0,1.3,263]
[817,-3.1,0,0,1.7,258]
[818,-4.3,0,0,2,254]
[819,-5.4,0,0,2,249]
[820,-6.1,0,0,2,245]
[821,-6.7,0,0,3.2,243]
[822,-7.3,0,0,2.2000000000000002,240]
[823,-7.8,0,0,2.2000000000000002,234]
[824,-8.3000000000000007,0,0,3,233]
[825,-8.3000000000000007,15,0,2.8,232]
[826,-8,69,106,2,226]
[827,-7.7,145,328,1.8,219]
[828,-7.6,135,149,4.5999999999999996,224]
[829,-7.6,133,141,3.7,224]
[830,-7.9,81,23,4,231]
[831,-8.3000000000000007,9,0,3.4,240]
[832,-8.6999999999999993,6,0,2.6,238]
[833,-9.1,0,0,3.2,238]
[834,-9.1,0,0,3.4,238]
[835,-9.1999999999999993,0,0,2,237]
[836,-9.1999999999999993,0,0,0.7,235]
[837,-9.1999999999999993,0,0,1.3,234]
[838,-9.3000000000000007,0,0,2.2000000000000002,231]
[839,-9.3000000000000007,0,0,1.8,231]
[840,-9.3000000000000007,0,0,1.5,229]
[841,-8.8000000000000007,0,0,1.3,230]
[842,-8.1999999999999993,0,0,1.3,230]
[843,-7.5,0,0,3.4,232]
[844,-7.1,0,0,4.4000000000000004,232]
[845,-6.7,0,0,4,233]
[846,-6.4,0,0,4.2,231]
[847,-6.1,0,0,4.9000000000000004,232]
[848,-5.9,0,0,4,229]
[849,-4.8,29,100,3,232]
[850,-2.6,110,441,2.8,237]
[851,-0.6,165,525,2.8,241]
[852,1.4,214,568,3,242]
[853,2.2999999999999998,170,298,3.4,249]
[854,1.9,84,26,4.2,261]
[855,1.5,72,99,5.4,258]
[856,0.7,28,77,4.4000000000000004,255]
[857,-0.2,0,0,3.2,251]
[858,-0.4,0,0,3.7,257]
[859,-0.6,0,0,4,256]
[860,-0.8,0,0,4,254]
[861,-1,0,0,4,254]
[862,-1.2,0,0,3.7,249]
[863,-1.4,0,0,4,247]
[864,-1.6,0,0,3,245]
[865,-2.4,0,0,3.7,243]
[866,-3.3,0,0,4.2,240]
[867,-4.2,0,0,4.9000000000000004,237]
[868,-4.5999999999999996,0,0,4.5999999999999996,237]
[869,-5.0999999999999996,0,0,4,236]
[870,-5.5,0,0,2.6,236]
[871,-5.8,0,0,2,234]
[872,-5.9,0,0,2.2000000000000002,234]
[873,-5.0999999999999996,39,193,1.3,237]
[874,-4,104,377,1,239]
[875,-2.9,151,405,1,244]
[876,-1.9,193,519,1.7,245]
[877,-1.3,192,509,1.8,247]
[878,-1.1000000000000001,156,432,1.7,249]
[879,-1.2,117,362,2.8,248]
[880,-1.9,45,252,3.7,250]
[881,-2.8,0,0,3.7,249]
[882,-3.1,0,0,3.4,248]
[883,-3.4,0,0,1.8,247]
[884,-3.6,0,0,3.7,246]
[885,-3.9,0,0,3.2,243]
[886,-4.2,0,0,2.4,243]
[887,-4.4000000000000004,0,0,1.5,243]
[888,-4.7,0,0,2,244]
[889,-4.5999999999999996,0,0,1.8,245]
[890,-4.5,0,0,1.5,245]
[891,-4.3,0,0,2,246]
[892,-4.2,0,0,1.8,248]
[893,-4.0999999999999996,0,0,1.5,251]
[894,-4,0,0,2.4,255]
[895,-3.9,0,0,2.2000000000000002,255]
[896,-3.8,0,0,3,256]
[897,-3.1,20,0,3.4,259]
[898,-2.5,33,0,3.4,260]
[899,-1.8,58,0,1.8,261]
[900,-0.3,140,130,1.8,254]
[901,0.8,151,142,1.7,255]
[902,1.6,148,307,2.8,253]
[903,2,110,289,2.4,252]
[904,1.6,50,242,2.6,254]
[905,0.9,1,0,1.5,253]
[906,0.5,0,0,1.8,251]
[907,0.1,0,0,1.5,249]
[908,-0.2,0,0,0.7,247]
[909,-0.6,0,0,1.3,249]
[910,-0.9,0,0,0.3,248]
[911,-1.3,0,0,0.4,250]
[912,-1.6,0,0,0.3,249]
[913,-2.2999999999999998,0,0,0.7,255]
[914,-3.1,0,0,0.7,253]
[915,-3.7,0,0,1.7,250]
[916,-4.0999999999999996,0,0,2,251]
[917,-4.5,0,0,2.6,251]
[918,-4.8,0,0,4,250]
[919,-5,0,0,2.2000000000000002,249]
[920,-5.0999999999999996,0,0,3,253]
[921,-5.0999999999999996,11,0,2.4,255]
[922,-5.0999999999999996,28,0,1.3,254]
[923,-5,44,0,1.1000000000000001,255]
[924,-5,51,0,0.7,252]
[925,-5.0999999999999996,54,0,0.5,253]
[926,-5.0999999999999996,46,0,0.4,251]
[927,-5.3,29,0,0.5,252]
[928,-5.2,12,0,0.8,250]
[929,-5.5,0,0,1.5,250]
[930,-6.8,0,0,1.3,249]
[931,-6,0,0,2.8,247]
[932,-6.3,0,0,2.6,246]
[933,-6.7,0,0,2.6,245]
[934,-7.5,0,0,3.4,242]
[935,-7.6,0,0,4,242]
[936,-7.8,0,0,3.4,239]
[937,-8,0,0,2.8,238]
[938,-8.5,0,0,2.4,237]
[939,-9.4,0,0,3.2,233]
[940,-9.3000000000000007,0,0,3,236]
[941,-9.6,0,0,2.8,235]
[942,-9.8000000000000007,0,0,2.4,231]
[943,-10,0,0,2.6,227]
[944,-10.1,0,0,3,227]
[945,-9.9,4,0,5.0999999999999996,231]
[946,-9.6999999999999993,21,0,5.7,228]
[947,-9.4,38,0,5.7,228]
[948,-9.1999999999999993,40,0,6.4,230]
[949,-9.1999999999999993,37,0,6.8,226]
[950,-8.1999999999999993,181,340,4.9000000000000004,208]
[951,-7.8,124,449,4.5999999999999996,212]
[952,-7.8,57,262,4.5999999999999996,213]
[953,-8.3000000000000007,0,0,4.9000000000000004,213]
[954,-8.4,0,0,2.8,213]
[955,-8.4,0,0,2.6,215]
[956,-8.5,0,0,2,218]
[957,-8.6,0,0,1,216]
[958,-8.6,0,0,1,216]
[959,-8.6999999999999993,0,0,0.5,215]
[960,-8.8000000000000007,0,0,1,215]
[961,-8.6,0,0,1.5,215]
[962,-8.5,0,0,1.3,217]
[963,-8.3000000000000007,0,0,0.7,219]
[964,-8.1999999999999993,0,0,1,220]
[965,-8.1,0,0,2,221]
[966,-8,0,0,2,222]
[967,-7.9,0,0,2.2000000000000002,224]
[968,-7.8,1,0,2.2000000000000002,225]
[969,-6.7,35,45,1.8,230]
[970,-4.9000000000000004,102,181,2.4,233]
[971,-4.0999999999999996,99,25,2.4,240]
[972,-3.5,103,6,2,238]
[973,-3.3,76,0,1.1000000000000001,246]
[974,-3.2,79,0,0.8,243]
[975,-3.2,69,18,1.3,238]
[976,-3.8,15,0,2.4,238]
[977,-4.5,0,0,1.1000000000000001,239]
[978,-4.5999999999999996,0,0,1.7,238]
[979,-4.8,0,0,2.2000000000000002,238]
[980,-4.9000000000000004,0,0,1.7,235]
[981,-5,0,0,1.8,232]
[982,-5.2,0,0,2.4,229]
[983,-5.3,0,0,4.5999999999999996,232]
[984,-5.6,0,0,4.4000000000000004,239]
[985,-5.7,0,0,2.6,240]
[986,-6,0,0,3.2,239]
[987,-6.3,0,0,1.3,238]
[988,-6.4,0,0,2.2000000000000002,237]
[989,-6.5,0,0,2.2000000000000002,236]
[990,-6.6,0,0,2.8,236]
[991,-6.7,0,0,3.2,235]
[992,-6.6,0,0,2.8,235]
[993,-5.9,30,5,3.7,239]
[994,-4.8,73,33,3.7,242]
[995,-3.8,114,58,4.5999999999999996,232]
[996,-2.8,141,65,4.9000000000000004,229]
[997,-2.2000000000000002,144,84,5.4,228]
[998,-1.8,133,109,4.9000000000000004,228]
[999,-1.9,87,73,5.0999999999999996,230]
[1000,-2.4,33,7,5.4,236]
[1001,-3.1,0,0,4.4000000000000004,236]
[1002,-3.5,0,0,5.4,236]
[1003,-3.9,0,0,6.4,235]
[1004,-4.3,0,0,6.4,236]
[1005,-4.7,0,0,7.8,234]
[1006,-5.0999999999999996,0,0,7.5,235]
[1007,-5.5,0,0,7.2,234]
[1008,-5.9,0,0,7.5,235]
[1009,-6.4,0,0,7.5,234]
[1010,-6.9,0,0,6.4,231]
[1011,-7.4,0,0,4.2,231]
[1012,-7.8,0,0,3,233]
[1013,-8.1,0,0,3.4,235]
[1014,-8.3000000000000007,0,0,3.2,234]
[1015,-8.6,0,0,4,234]
[1016,-8.6999999999999993,0,0,4.4000000000000004,235]
[1017,-8.1999999999999993,24,0,5.7,237]
[1018,-7.8,42,0,6.1,238]
[1019,-7.2,78,0,5.7,236]
[1020,-6.3,142,87,5.0999999999999996,232]
[1021,-6,107,8,4.5999999999999996,241]
[1022,-6,76,0,5.0999999999999996,242]
[1023,-6,95,125,5.7,233]
[1024,-6.2,54,158,5.4,231]
[1025,-6.9,1,0,6.1,230]
[1026,-6.5,0,0,4.5999999999999996,233]
[1027,-6.2,0,0,4.5999999999999996,232]
[1028,-5.9,0,0,3.4,237]
[1029,-5.6,0,0,2.4,238]
[1030,-5.3,0,0,5.4,241]
[1031,-5,0,0,4.2,241]
[1032,-4.7,0,0,4.2,246]
[1033,-4.4000000000000004,0,0,3.7,245]
[1034,-4,0,0,4.2,248]
[1035,-3.6,0,0,4,250]
[1036,-3.9,0,0,4.2,253]
[1037,-3.1,0,0,4.5999999999999996,258]
[1038,-2.9,0,0,5.4,262]
[1039,-2.7,0,0,6.1,264]
[1040,-2.6,1,0,8,261]
[1041,-2.1,18,0,7.5,266]
[1042,-0.7,58,0,6.4,267]
[1043,0.6,93,3,6.4,271]
[1044,1.7,114,10,5.7,276]
[1045,2,82,0,7,282]
[1046,2.2000000000000002,62,0,7,284]
[1047,2.1,48,0,6.1,283]
[1048,1.6,20,0,6.1,283]
[1049,1.1000000000000001,1,0,7,279]
[1050,0.8,0,0,5.7,277]
[1051,0.6,0,0,4.9000000000000004,275]
[1052,0.4,0,0,4.5999999999999996,272]
[1053,0.2,0,0,3.4,270]
[1054,-0.1,0,0,2.8,268]
[1055,-0.3,0,0,1.7,266]
[1056,-0.5,0,0,2.2000000000000002,264]
[1057,-2.8,0,0,1.1000000000000001,251]
[1058,-5.5,0,0,1.1000000000000001,234]
[1059,-8.1,0,0,1.3,223]
[1060,-9.5,0,0,2.2000000000000002,218]
[1061,-11,0,0,2,212]
[1062,-12.1,0,0,3,208]
[1063,-13.2,0,0,3,204]
[1064,-13.4,1,0,3.2,202]
[1065,-13.1,66,337,3.4,199]
[1066,-12.6,149,533,3.7,196]
[1067,-12.1,220,663,2.8,195]
[1068,-11.7,266,708,2.8,195]
[1069,-11.6,267,709,2.8,195]
[1070,-11.7,232,667,2.4,196]
[1071,-12,162,570,2.8,196]
[1072,-12.7,76,384,4,199]
[1073,-13.6,3,0,4.2,197]
[1074,-14.4,0,0,6.1,196]
[1075,-15.2,0,0,4.4000000000000004,193]
[1076,-16,0,0,5.7,190]
[1077,-16.8,0,0,7.2,187]
[1078,-17.600000000000001,0,0,7.8,184]
[1079,-16.7,0,0,8,188]
[1080,-16.7,0,0,8,187]
[1081,-16.5,0,0,9.6,189]
[1082,-16.3,0,0,9.6,190]
[1083,-16.100000000000001,0,0,8.9,191]
[1084,-16,0,0,8.9,192]
[1085,-15.9,0,0,8,193]
[1086,-15.8,0,0,7.5,192]
[1087,-15.8,0,0,8,194]
[1088,-15.7,1,0,8.6,195]
[1089,-13.9,57,165,10.199999999999999,199]
[1090,-11.8,126,280,10.7,201]
[1091,-9.9,180,358,13.5,204]
[1092,-8,240,535,11.3,206]
[1093,-6.8,224,459,9.9,213]
[1094,-6.2,202,438,8.9,214]
[1095,-6.3,143,418,9.9,218]
[1096,-7.1,77,277,12.2,220]
[1097,-8.6,4,0,11.3,218]
[1098,-8.4,0,0,9.3000000000000007,218]
[1099,-8.1999999999999993,0,0,9.3000000000000007,220]
[1100,-8,0,0,10.7,220]
[1101,-7.8,0,0,10.199999999999999,222]
[1102,-7.6,0,0,8.6999999999999993,221]
[1103,-7.4,0,0,8.3000000000000007,221]
[1104,-7.2,0,0,8.3000000000000007,226]
[1105,-7.2,0,0,7.8,220]
[1106,-7.2,0,0,7.8,219]
[1107,-7.3,0,0,7.5,222]
[1108,-7.3,0,0,6.8,221]
[1109,-7.3,0,0,5.4,219]
[1110,-7.3,0,0,4.5999999999999996,226]
[1111,-7.3,0,0,5.0999999999999996,228]
[1112,-7.2,2,0,5.4,228]
[1113,-5.2,67,283,5.0999999999999996,235]
[1114,-3.3,131,319,4.5999999999999996,238]
[1115,-1.4,198,443,4.2,240]
[1116,0.1,226,442,3.4,246]
[1117,1,214,368,2,248]
[1118,1.3,171,260,4,250]
[1119,1.1000000000000001,125,249,4,253]
[1120,0.2,63,171,4.5999999999999996,255]
[1121,-1.1000000000000001,1,0,5.4,252]
[1122,-1.2,0,0,6.4,253]
[1123,-1.2,0,0,6.4,253]
[1124,-1.3,0,0,5.7,253]
[1125,-1.4,0,0,5.4,254]
[1126,-1.4,0,0,6.1,259]
[1127,-1.5,0,0,7.5,260]
[1128,-1.6,0,0,7,262]
[1129,-1.7,0,0,7.2,259]
[1130,-1.7,0,0,7,261]
[1131,-1.8,0,0,7,264]
[1132,-1.8,0,0,8.3000000000000007,266]
[1133,-1.8,0,0,6.8,270]
[1134,-1.8,0,0,6.8,273]
[1135,-2,0,0,6.4,273]
[1136,-1.7,1,0,5.7,272]
[1137,-1,19,0,5.7,274]
[1138,-0.4,39,0,4.4000000000000004,273]
[1139,0.3,58,0,5.0999999999999996,275]
[1140,0.7,63,0,6.8,278]
[1141,0.9,49,0,7.2,281]
[1142,2.6,223,406,7.5,254]
[1143,3.4,159,471,6.4,258]
[1144,3.4,77,284,6.8,259]
[1145,2.7,1,0,6.4,257]
[1146,2.2000000000000002,0,0,5.4,256]
[1147,1.6,0,0,6.8,254]
[1148,1.1000000000000001,0,0,8.3000000000000007,251]
[1149,0.6,0,0,9.1,254]
[1150,0,0,0,8.9,251]
[1151,-0.5,0,0,9.1,252]
[1152,-1.1000000000000001,0,0,8.5,249]
[1153,-2.1,0,0,8,249]
[1154,-3.3,0,0,6.8,247]
[1155,-4.4000000000000004,0,0,5.4,240]
[1156,-5.0999999999999996,0,0,5.4,241]
[1157,-5.7,0,0,6.1,240]
[1158,-6.2,0,0,7.2,237]
[1159,-6.6,0,0,7.5,237]
[1160,-6.6,3,0,7,236]
[1161,-5.3,66,202,6.1,240]
[1162,-4.0999999999999996,122,135,5.4,243]
[1163,-3.2,160,122,6.8,244]
[1164,-2.6,170,93,5.0999999999999996,247]
[1165,-2.2000000000000002,168,101,4.5999999999999996,246]
[1166,-1.8,193,310,4.9000000000000004,241]
[1167,-1.7,162,431,4.4000000000000004,241]
[1168,-2.1,102,381,4.2,239]
[1169,-3.1,11,0,4.2,238]
[1170,-3.5,0,0,4,239]
[1171,-3.9,0,0,4.2,239]
[1172,-4.2,0,0,4,238]
[1173,-4.5999999999999996,0,0,4,239]
[1174,-5,0,0,2.2000000000000002,237]
[1175,-5.3,0,0,2,236]
[1176,-5.7,0,0,2,233]
[1177,-5.6,0,0,2.6,234]
[1178,-5.4,0,0,2.4,232]
[1179,-5.0999999999999996,0,0,2,233]
[1180,-5,0,0,3.2,233]
[1181,-4.9000000000000004,0,0,3,235]
[1182,-4.8,0,0,5.0999999999999996,239]
[1183,-4.7,0,0,4.9000000000000004,239]
[1184,-4.5,3,0,5.7,240]
[1185,-2.5,63,80,4,245]
[1186,-0.8,115,100,3.4,249]
[1187,0.8,160,94,4.4000000000000004,253]
[1188,2.2000000000000002,187,121,4,253]
[1189,2.8,162,65,2.8,258]
[1190,3.1,144,56,3,258]
[1191,3,106,59,2,258]
[1192,2.2000000000000002,49,7,1.3,259]
[1193,1.1000000000000001,2,0,1.5,259]
[1194,0.9,0,0,0.7,260]
[1195,0.7,0,0,1.1000000000000001,261]
[1196,0.6,0,0,1.8,262]
[1197,0.4,0,0,2.8,259]
[1198,0.3,0,0,1.3,259]
[1199,0.1,0,0,1.8,262]
[1200,-0.1,0,0,0.8,262]
[1201,-0.4,0,0,1.1000000000000001,262]
[1202,-0.8,0,0,0.8,259]
[1203,-1.2,0,0,1.1000000000000001,257]
[1204,-1.4,0,0,1,254]
[1205,-1.6,0,0,0.8,257]
[1206,-1.8,0,0,1.5,258]
[1207,-1.9,0,0,2.2000000000000002,254]
[1208,-1.7,5,0,1.5,254]
[1209,0.3,77,253,1,258]
[1210,2,141,280,1,260]
[1211,3.5,182,167,1.8,263]
[1212,4.4000000000000004,194,136,2.6,268]
[1213,5.2,203,159,2.6,270]
[1214,5.5,183,168,3,269]
[1215,5.3,123,106,2.8,273]
[1216,4.5,64,58,3.2,277]
[1217,3.3,2,0,2.6,275]
[1218,3.1,0,0,3.4,278]
[1219,2.9,0,0,4.4000000000000004,279]
[1220,2.7,0,0,5.0999999999999996,277]
[1221,2.6,0,0,4.5999999999999996,278]
[1222,2.4,0,0,3.4,277]
[1223,2.2000000000000002,0,0,2.8,278]
[1224,2,0,0,3,275]
[1225,2,0,0,3,275]
[1226,2,0,0,3.7,275]
[1227,2,0,0,4,277]
[1228,2.1,0,0,4,280]
[1229,2.1,0,0,4.9000000000000004,281]
[1230,2.1,0,0,5.0999999999999996,284]
[1231,2.2000000000000002,0,0,4.5999999999999996,285]
[1232,2.5,4,0,4.5999999999999996,283]
[1233,3.8,52,14,4,287]
[1234,5.0999999999999996,102,33,3.7,289]
[1235,6.3,140,41,5.7,290]
[1236,7.2,155,26,4.5999999999999996,291]
[1237,7.8,153,25,6.4,291]
[1238,8.1,144,55,5.7,290]
[1239,8.1999999999999993,102,29,5.0999999999999996,292]
[1240,7.7,55,22,4.9000000000000004,295]
[1241,6.9,2,0,4,306]
[1242,6.7,0,0,3.7,303]
[1243,6.4,0,0,2.8,304]
[1244,6.2,0,0,3.7,313]
[1245,6,0,0,3.2,314]
[1246,5.7,0,0,3,312]
[1247,5.5,0,0,2.6,311]
[1248,5.3,0,0,2.6,309]
[1249,4.8,0,0,2.8,306]
[1250,4.4000000000000004,0,0,2.2000000000000002,304]
[1251,4.0999999999999996,0,0,1,302]
[1252,3.9,0,0,1.1000000000000001,301]
[1253,3.8,0,0,0.2,302]
[1254,3.7,0,0,0.5,300]
[1255,3.7,0,0,0.7,294]
[1256,3.9,5,0,0.7,295]
[1257,4.9000000000000004,63,60,1,286]
[1258,6,125,95,1.1000000000000001,286]
[1259,7,187,161,2.8,286]
[1260,7.9,219,153,2.8,284]
[1261,7.4,224,259,1.7,283]
[1262,7.4,109,3,1.3,294]
[1263,8.3000000000000007,102,19,1.1000000000000001,297]
[1264,8,50,0,1.3,298]
[1265,7.4,2,0,2.8,305]
[1266,7,0,0,4,305]
[1267,6.6,0,0,4.9000000000000004,306]
[1268,6.2,0,0,5.4,305]
[1269,5.8,0,0,3.4,309]
[1270,5.4,0,0,3.4,307]
[1271,5,0,0,3.4,306]
[1272,4.5999999999999996,0,0,3,306]
[1273,3.1,0,0,3.7,304]
[1274,2.8,0,0,2.2000000000000002,299]
[1275,2,0,0,3.4,299]
[1276,1.2,0,0,5.0999999999999996,296]
[1277,0.9,0,0,6.1,293]
[1278,0.6,0,0,5.7,292]
[1279,0.3,0,0,5.4,290]
[1280,0.4,2,0,5.7,290]
[1281,0.7,26,0,8,289]
[1282,1.1000000000000001,52,0,6.8,288]
[1283,1.3,57,0,5.0999999999999996,290]
[1284,1.8,118,0,5.4,287]
[1285,2.1,116,0,3.7,289]
[1286,2.2000000000000002,84,0,4,292]
[1287,2.2000000000000002,77,0,4.5999999999999996,289]
[1288,2,45,0,4,289]
[1289,1.6,6,0,4.2,294]
[1290,1,0,0,4.2,291]
[1291,0.4,0,0,2.4,287]
[1292,-0.2,0,0,2.2000000000000002,284]
[1293,-0.7,0,0,3.2,280]
[1294,-1.3,0,0,2.2000000000000002,277]
[1295,-1.9,0,0,1.3,274]
[1296,-2.5,0,0,2,270]
[1297,-2.8,0,0,1.5,268]
[1298,-3.1,0,0,0.8,266]
[1299,-3.4,0,0,1,265]
[1300,-3.6,0,0,0.5,262]
[1301,-3.7,0,0,0.8,262]
[1302,-3.8,0,0,1.5,259]
[1303,-3.9,0,0,2.6,256]
[1304,-3.3,10,0,4.5999999999999996,259]
[1305,-0.8,97,208,3.4,252]
[1306,1.3,158,281,3.2,253]
[1307,2.7,186,156,3.7,260]
[1308,4.3,249,319,3.4,262]
[1309,6,310,574,3.7,259]
[1310,7.1,296,672,3.7,258]
[1311,7.3,221,590,4.4000000000000004,263]
[1312,6.6,124,291,4.4000000000000004,268]
[1313,4.9000000000000004,18,0,4,281]
[1314,4.4000000000000004,0,0,3.2,281]
[1315,3.9,0,0,3,282]
[1316,3.3,0,0,4.5999999999999996,280]
[1317,2.8,0,0,4.4000000000000004,280]
[1318,2.2999999999999998,0,0,4.5999999999999996,280]
[1319,1.7,0,0,2.8,280]
[1320,1.2,0,0,2.8,281]
[1321,0.7,0,0,2.6,275]
[1322,0.1,0,0,3.2,275]
[1323,-0.4,0,0,3.7,277]
[1324,-0.6,0,0,5.4,279]
[1325,-0.9,0,0,6.1,281]
[1326,-1.1000000000000001,0,0,5.0999999999999996,281]
[1327,-1.2,0,0,3.4,281]
[1328,-1.3,3,0,3.7,282]
[1329,-0.6,21,0,3.4,281]
[1330,0,45,0,3.4,282]
[1331,0.6,65,0,3.7,282]
[1332,1,73,0,3.7,281]
[1333,1.2,70,0,3.4,281]
[1334,2.8,255,406,3.4,266]
[1335,3.6,195,431,3,269]
[1336,3.7,110,248,2.4,273]
[1337,3.1,18,0,2.4,280]
[1338,2.4,0,0,2.8,280]
[1339,1.6,0,0,1.8,274]
[1340,0.9,0,0,2,270]
[1341,0.2,0,0,3,269]
[1342,-0.5,0,0,2.2000000000000002,264]
[1343,-1.2,0,0,1.5,263]
[1344,-1.9,0,0,1.5,263]
[1345,-2.7,0,0,1,266]
[1346,-3.5,0,0,0.3,263]
[1347,-4.3,0,0,1.5,260]
[1348,-4.8,0,0,1.8,258]
[1349,-5.2,0,0,1.5,255]
[1350,-5.6,0,0,0.8,254]
[1351,-5.9,0,0,0.7,253]
[1352,-5.4,11,0,0.2,256]
[1353,-3.4,96,156,0.1,252]
[1354,-1.4,176,336,0,254]
[1355,0.3,239,401,0.3,257]
[1356,1.5,258,342,0.5,259]
[1357,2,226,150,0.3,263]
[1358,2.1,186,106,0.8,266]
[1359,1.9,160,188,1.1000000000000001,265]
[1360,1,77,69,1.8,268]
[1361,-0.4,3,0,1.7,278]
[1362,-0.9,0,0,2,280]
[1363,-1.3,0,0,3.4,280]
[1364,-1.7,0,0,3,279]
[1365,-2.2000000000000002,0,0,2,276]
[1366,-2.6,0,0,2.8,273]
[1367,-3,0,0,1.8,270]
[1368,-3.4,0,0,1.5,267]
[1369,-3.6,0,0,1.1000000000000001,265]
[1370,-3.6,0,0,1.3,264]
[1371,-3.7,0,0,2.2000000000000002,264]
[1372,-3.6,0,0,1.5,263]
[1373,-3.6,0,0,2.8,262]
[1374,-3.6,0,0,2,262]
[1375,-3.6,0,0,2.4,261]
[1376,-2.4,20,0,1.7,267]
[1377,0.5,119,311,1.1000000000000001,262]
[1378,2.7,181,346,1.3,267]
[1379,4.7,240,343,1.7,269]
[1380,6.2,264,361,2,272]
[1381,7.4,284,457,2,273]
[1382,8.1,261,489,2.4,277]
[1383,8.1999999999999993,208,513,2.4,274]
[1384,7.6,136,388,2,274]
[1385,6.2,40,204,3.4,274]
[1386,4.7,0,0,3.7,272]
[1387,4.3,0,0,3.2,274]
[1388,4,0,0,4,274]
[1389,3.6,0,0,3.7,276]
[1390,3.2,0,0,4.4000000000000004,277]
[1391,2.9,0,0,5.4,276]
[1392,2.5,0,0,4.4000000000000004,276]
[1393,1.8,0,0,4.9000000000000004,273]
[1394,1.1000000000000001,0,0,6.1,272]
[1395,0.4,0,0,6.4,267]
[1396,0.1,0,0,6.8,266]
[1397,-0.3,0,0,5.7,266]
[1398,-0.5,0,0,4.9000000000000004,267]
[1399,-0.4,0,0,6.1,267]
[1400,0.4,27,41,6.4,270]
[1401,1.6,75,32,6.1,274]
[1402,3,134,66,4.9000000000000004,276]
[1403,4.5,181,84,3.2,275]
[1404,5.3,171,36,2,281]
[1405,6.6,252,253,1.3,275]
[1406,7.5,234,321,1.5,272]
[1407,7.9,193,379,1.1000000000000001,274]
[1408,7.7,124,380,0.7,270]
[1409,7,50,228,1.3,266]
[1410,5.9,0,0,1,266]
[1411,5.2,0,0,1.1000000000000001,266]
[1412,4.4000000000000004,0,0,1.5,264]
[1413,3.7,0,0,2.2000000000000002,262]
[1414,2.9,0,0,2,259]
[1415,2.2000000000000002,0,0,3,256]
[1416,1.4,0,0,3,257]
[1417,0.5,0,0,3.3,255]
[1418,-0.5,0,0,2.2000000000000002,250]
[1419,-1.5,0,0,1.4,248]
[1420,-2,0,0,1.4,247]
[1421,-2.5,0,0,1.4,245]
[1422,-2.9,0,0,1.6,245]
[1423,-2.9,0,0,1.3,243]
[1424,-2.2999999999999998,48,223,1.6,244]
[1425,-1.3,127,346,2.6,246]
[1426,-0.2,211,479,1.7,245]
[1427,1,307,671,2.6,244]
[1428,1.9,326,616,2.4,247]
[1429,2.5,326,619,3.9,249]
[1430,2.9,320,689,4.9000000000000004,247]
[1431,3,244,613,4.5999999999999996,252]
[1432,2.6,146,474,1.9,250]
[1433,1.8,51,242,1.3,249]
[1434,0.9,0,0,1.2,250]
[1435,0.5,0,0,1.2,252]
[1436,0.2,0,0,0.8,253]
[1437,-0.2,0,0,0.7,255]
[1438,-0.6,0,0,0.7,256]
[1439,-1,0,0,0.8,262]
[1440,-1.3,0,0,0.8,261]
[1441,-1.4,0,0,0.5,261]
[1442,-1.5,0,0,1.4,259]
[1443,-1.5,0,0,1.3,261]
[1444,-1.5,0,0,1.7,263]
[1445,-1.5,0,0,3,264]
[1446,-1.5,0,0,3,266]
[1447,-1.5,0,0,2.6,266]
[1448,-1.2,16,0,6,268]
[1449,-1,35,0,5.6,273]
[1450,-0.4,60,0,3,273]
[1451,0,91,0,2.6,266]
[1452,0.5,105,0,2.6,271]
[1453,0.9,130,0,3.3,267]
[1454,1,89,0,2.8,269]
[1455,1.2,97,0,2.8,268]
[1456,1.1000000000000001,61,0,5.3,269]
[1457,0.8,12,0,7.9,267]
[1458,0.5,0,0,6,265]
[1459,0.2,0,0,4.3,269]
[1460,-0.1,0,0,3,268]
[1461,-0.4,0,0,4.5999999999999996,269]
[1462,-1.2,0,0,3.3,265]
[1463,-1.2,0,0,2.8,264]
[1464,-1.3,0,0,3.9,262]
[1465,-2,0,0,3.3,263]
[1466,-2.6,0,0,4.3,260]
[1467,-3.3,0,0,4.5999999999999996,256]
[1468,-3.7,0,0,3.3,254]
[1469,-4,0,0,3,254]
[1470,-4.3,0,0,3.9,252]
[1471,-4.3,0,0,4.3,250]
[1472,-4.3,5,0,5.3,249]
[1473,-3.6,82,34,5.3,250]
[1474,-3.1,105,3,3.9,252]
[1475,-2.2999999999999998,199,115,2.6,245]
[1476,-1.7,208,70,1.9,245]
[1477,-1.2,219,92,2.6,243]
[1478,-1.1000000000000001,172,49,2.2000000000000002,243]
[1479,-1,148,84,2.4,241]
[1480,-1.4,50,0,3.3,248]
[1481,-1.9,16,0,2.8,250]
[1482,-2.2999999999999998,1,0,2.6,248]
[1483,-2.7,0,0,2.6,246]
[1484,-3.1,0,0,3.6,246]
[1485,-3.5,0,0,3.9,248]
[1486,-3.8,0,0,4.3,246]
[1487,-4.2,0,0,4.5999999999999996,246]
[1488,-4.5999999999999996,0,0,3.9,243]
[1489,-4.8,0,0,6,246]
[1490,-5,0,0,4.5999999999999996,243]
[1491,-5.3,0,0,3,243]
[1492,-5.4,0,0,3.3,243]
[1493,-5.5,0,0,4.3,242]
[1494,-5.6,0,0,3.9,240]
[1495,-5.6,0,0,4.5999999999999996,242]
[1496,-5.5,5,0,5.3,246]
[1497,-4.8,69,0,6.8,238]
[1498,-3.6,164,125,5.6,234]
[1499,-2.5,225,146,6,235]
[1500,-1.8,217,82,3.3,239]
[1501,-1.4,199,53,2.4,243]
[1502,-1.1000000000000001,184,74,2.4,243]
[1503,-0.9,208,232,2.4,240]
[1504,-1.5,35,0,2.2000000000000002,259]
[1505,-2,32,6,1.8,251]
[1506,-2.5,1,0,1.3,253]
[1507,-2.7,0,0,1.2,248]
[1508,-2.8,0,0,0.7,246]
[1509,-3,0,0,1,247]
[1510,-3.1,0,0,1.6,246]
[1511,-3.3,0,0,2.1,245]
[1512,-3.4,0,0,1.8,247]
[1513,-3.6,0,0,1.1000000000000001,249]
[1514,-3.8,0,0,1.2,250]
[1515,-4,0,0,1.2,251]
[1516,-4.0999999999999996,0,0,1.7,252]
[1517,-4.2,0,0,1.1000000000000001,252]
[1518,-4.3,0,0,1,252]
[1519,-4.3,0,0,1.7,254]
[1520,-3.7,36,16,1.2,255]
[1521,-2.8,91,36,1.1000000000000001,255]
[1522,-1.6,174,159,0.9,253]
[1523,-1.5,102,0,0.8,266]
[1524,-1,170,20,0.8,259]
[1525,-0.8,121,0,0.6,263]
[1526,-0.7,156,16,0.3,262]
[1527,-0.5,125,20,0.6,254]
[1528,-0.6,110,128,0.9,249]
[1529,-1.1000000000000001,16,0,1,260]
[1530,-1.6,0,0,1,258]
[1531,-1.8,0,0,0.9,257]
[1532,-1.9,0,0,1.4,256]
[1533,-2.1,0,0,2.1,258]
[1534,-2.2999999999999998,0,0,2.1,257]
[1535,-2.4,0,0,3.3,256]
[1536,-2.6,0,0,6.5,254]
[1537,-2.7,0,0,3.9,253]
[1538,-2.8,0,0,2.8,255]
[1539,-2.8,0,0,2.2000000000000002,254]
[1540,-2.9,0,0,1.9,257]
[1541,-2.9,0,0,2.4,261]
[1542,-2.9,0,0,2.1,260]
[1543,-2.9,1,0,3.3,258]
[1544,-2.2999999999999998,33,0,3,257]
[1545,-1.7,72,0,2.6,254]
[1546,-1.1000000000000001,94,0,1.8,258]
[1547,-1,70,0,3,265]
[1548,-0.6,112,0,3.9,263]
[1549,0,182,28,5.6,259]
[1550,0.3,147,9,6.5,263]
[1551,0.4,121,8,7.5,262]
[1552,0.1,56,0,7.5,272]
[1553,-0.5,18,0,4.9000000000000004,275]
[1554,-0.6,0,0,4.3,272]
[1555,-0.8,0,0,3.6,271]
[1556,-0.9,0,0,2.6,270]
[1557,-1.1000000000000001,0,0,3.9,270]
[1558,-1.3,0,0,3.3,269]
[1559,-1.5,0,0,4.9000000000000004,268]
[1560,-1.6,0,0,3.6,267]
[1561,-2,0,0,3.3,267]
[1562,-2.1,0,0,3.6,269]
[1563,-2.2999999999999998,0,0,5.6,274]
[1564,-2.4,0,0,2.6,271]
[1565,-2.5,0,0,4.3,272]
[1566,-2.6,0,0,3.9,272]
[1567,-2.7,0,0,1.4,268]
[1568,-2.4,13,0,1,268]
[1569,-2.2000000000000002,34,0,1,269]
[1570,-1.9,50,0,1.6,265]
[1571,-1.7,66,0,3,263]
[1572,-1.5,77,0,3.9,266]
[1573,-1.4,72,0,3.3,268]
[1574,-1.3,65,0,3.3,268]
[1575,-1.3,47,0,3.3,269]
[1576,-1.7,28,0,2.4,270]
[1577,-1.7,12,0,4.3,268]
[1578,-1.9,0,0,4.5999999999999996,267]
[1579,-2.2000000000000002,0,0,9.1999999999999993,267]
[1580,-2.2000000000000002,0,0,8.1999999999999993,267]
[1581,-2.5,0,0,9.1999999999999993,262]
[1582,-2.7,0,0,6,260]
[1583,-3.9,0,0,6,258]
[1584,-3.6,0,0,5.6,257]
[1585,-4.0999999999999996,0,0,7.2,254]
[1586,-5.0999999999999996,0,0,6,255]
[1587,-6.1,0,0,5.3,249]
[1588,-6.7,0,0,3.9,245]
[1589,-7.2,0,0,3,242]
[1590,-7.6,0,0,1.6,240]
[1591,-7.6,1,0,1.6,236]
[1592,-7.2,38,0,1.2,238]
[1593,-6.8,82,1,1.7,235]
[1594,-6.2,132,12,1.1000000000000001,235]
[1595,-5.7,187,34,1.1000000000000001,235]
[1596,-5.2,212,52,1.3,228]
[1597,-4.9000000000000004,213,53,2.6,230]
[1598,-4.8,173,22,1.7,228]
[1599,-4.9000000000000004,134,13,1.9,228]
[1600,-5.0999999999999996,83,3,1.9,230]
[1601,-5.5,33,0,1.9,232]
[1602,-6,1,0,4.9000000000000004,233]
[1603,-6.6,0,0,3.6,231]
[1604,-7.2,0,0,4.3,224]
[1605,-7.8,0,0,7.2,222]
[1606,-8.4,0,0,5.3,217]
[1607,-9,0,0,7.9,216]
[1608,-9.5,0,0,8.6,213]
[1609,-9.9,0,0,6,213]
[1610,-10.1,0,0,5.6,213]
[1611,-10.4,0,0,7.2,211]
[1612,-10.6,0,0,5.3,208]
[1613,-10.7,0,0,3.9,206]
[1614,-10.8,0,0,2.2000000000000002,207]
[1615,-10.7,2,0,1.6,208]
[1616,-8.9,89,430,1.7,210]
[1617,-6.8,204,672,2.2000000000000002,210]
[1618,-4.7,314,779,1.4,211]
[1619,-2.8,384,814,1.2,213]
[1620,-1.4,413,807,3,216]
[1621,-0.4,402,773,3.9,219]
[1622,0.2,380,808,3.6,211]
[1623,0.4,305,780,3.9,217]
[1624,-0.1,195,630,3.9,227]
[1625,-1.2,83,396,5.3,229]
[1626,-2.6,1,0,6.8,226]
[1627,-3,0,0,3.6,224]
[1628,-3.5,0,0,2.8,225]
[1629,-3.9,0,0,3.9,225]
[1630,-4.3,0,0,4.9000000000000004,226]
[1631,-4.7,0,0,3.3,223]
[1632,-5.2,0,0,3.6,221]
[1633,-5.7,0,0,3.9,214]
[1634,-6.3,0,0,3.6,215]
[1635,-6.9,0,0,3.6,216]
[1636,-7.2,0,0,2.2000000000000002,216]
[1637,-7.6,0,0,2.2000000000000002,217]
[1638,-7.8,0,0,3,217]
[1639,-7.8,3,0,4.3,221]
[1640,-6.4,83,325,1.9,227]
[1641,-4.9000000000000004,182,438,1.3,227]
[1642,-3.4,268,477,1.3,229]
[1643,-2.1,334,531,1.7,230]
[1644,-1.2,355,485,1.7,234]
[1645,-0.5,351,471,1.8,234]
[1646,-0.2,316,454,3,236]
[1647,-0.2,250,436,3.9,238]
[1648,-0.7,159,335,6.8,242]
[1649,-1.5,71,190,5.3,244]
[1650,-2.6,1,0,4.9000000000000004,242]
[1651,-2.9,0,0,3.9,245]
[1652,-3.2,0,0,4.3,243]
[1653,-3.5,0,0,2.8,245]
[1654,-3.8,0,0,2.1,247]
[1655,-4.0999999999999996,0,0,1.8,246]
[1656,-4.4000000000000004,0,0,1.2,247]
[1657,-4.5,0,0,1,244]
[1658,-4.5999999999999996,0,0,1.3,248]
[1659,-4.5999999999999996,0,0,1.1000000000000001,248]
[1660,-4.7,0,0,0.9,248]
[1661,-4.7,0,0,0.9,248]
[1662,-4.7,0,0,1,248]
[1663,-4.5999999999999996,3,0,0.9,249]
[1664,-3.3,70,137,1.3,255]
[1665,-1.9,152,245,0.6,256]
[1666,-0.6,210,140,0.4,259]
[1667,0.5,260,145,0.2,259]
[1668,1.4,279,142,0.3,262]
[1669,2.2999999999999998,326,355,0.2,258]
[1670,2.7,272,177,0.2,263]
[1671,2.8,228,304,0.1,263]
[1672,2.5,144,151,0.2,263]
[1673,1.7,62,74,0.1,267]
[1674,0.8,1,0,0.3,264]
[1675,0.4,0,0,0.1,264]
[1676,0.1,0,0,0.2,264]
[1677,-0.2,0,0,0.2,262]
[1678,-0.6,0,0,0.3,264]
[1679,-0.9,0,0,0.5,262]
[1680,-1.2,0,0,0.6,264]
[1681,-1.6,0,0,0.4,263]
[1682,-2,0,0,0.4,263]
[1683,-2.4,0,0,0.4,261]
[1684,-2.6,0,0,0.6,261]
[1685,-2.8,0,0,0.4,262]
[1686,-2.9,0,0,0.6,261]
[1687,-2.9,2,0,0.6,262]
[1688,-2.4,33,0,0.4,265]
[1689,-1.9,69,0,0.4,263]
[1690,-1.4,100,0,0.3,263]
[1691,-0.9,120,0,0.5,264]
[1692,-0.6,141,0,0.7,262]
[1693,-0.3,143,0,0.4,265]
[1694,-0.2,124,0,1.1000000000000001,266]
[1695,-0.1,97,0,1.6,266]
[1696,-0.3,65,0,1.1000000000000001,263]
[1697,-0.6,29,0,1.6,263]
[1698,-1,1,0,1.7,261]
[1699,-1.4,0,0,1.7,261]
[1700,-1.9,0,0,1,264]
[1701,-2.4,0,0,1.4,261]
[1702,-3,0,0,1.4,260]
[1703,-3.1,0,0,2.2000000000000002,258]
[1704,-3.5,0,0,2.1,258]
[1705,-3.8,0,0,1,257]
[1706,-4.2,0,0,0.5,257]
[1707,-4.5999999999999996,0,0,1.6,256]
[1708,-4.8,0,0,1.2,253]
[1709,-5,0,0,0.8,252]
[1710,-5.2,0,0,0.8,250]
[1711,-5,5,0,1,251]
[1712,-3.9,64,58,1.1000000000000001,245]
[1713,-2.5,152,133,1.7,247]
[1714,-1,234,190,1.8,236]
[1715,0.5,314,380,1.7,230]
[1716,1.4,303,206,1.7,236]
[1717,2.5,394,531,2.6,233]
[1718,3.4,413,778,2.6,233]
[1719,3.8,340,828,3.6,236]
[1720,3.8,245,751,3.6,240]
[1721,3,116,556,3.9,242]
[1722,1.8,5,0,3.6,246]
[1723,1.4,0,0,4.3,246]
[1724,1,0,0,6.5,249]
[1725,0.6,0,0,4.9000000000000004,251]
[1726,0.2,0,0,6.8,252]
[1727,-0.1,0,0,4.9000000000000004,253]
[1728,-0.5,0,0,6,257]
[1729,-0.8,0,0,5.3,258]
[1730,-1.1000000000000001,0,0,7.2,261]
[1731,-1.4,0,0,7.2,261]
[1732,-1.5,0,0,4.5999999999999996,265]
[1733,-1.6,0,0,3,267]
[1734,-1.8,0,0,2.4,270]
[1735,-1.7,2,0,2.1,274]
[1736,-1,41,0,2.2000000000000002,270]
[1737,-0.4,74,0,4.9000000000000004,273]
[1738,0.2,124,0,4.5999999999999996,275]
[1739,1,158,6,4.9000000000000004,271]
[1740,1.6,186,12,4.5999999999999996,268]
[1741,2.1,190,16,3,270]
[1742,2.2999999999999998,164,8,3,273]
[1743,2.4,153,19,1.7,271]
[1744,2.2999999999999998,101,8,1.6,273]
[1745,1.9,51,1,2.1,274]
[1746,1.3,4,0,2.6,275]
[1747,1,0,0,2.2000000000000002,278]
[1748,0.8,0,0,3.3,277]
[1749,0.5,0,0,4.3,278]
[1750,0.3,0,0,6,278]
[1751,0,0,0,4.9000000000000004,277]
[1752,-0.2,0,0,6,277]
[1753,-0.7,0,0,4.3,280]
[1754,-0.6,0,0,5.3,281]
[1755,-0.8,0,0,6.5,279]
[1756,-0.9,0,0,7.5,278]
[1757,-1,0,0,6.5,278]
[1758,-1.1000000000000001,0,0,6,280]
[1759,-1,2,0,3.6,280]
[1760,-0.5,28,0,3,275]
[1761,0,55,0,2.8,273]
[1762,0.7,110,0,3.9,273]
[1763,1.4,144,0,3.6,276]
[1764,2.2999999999999998,221,38,2.6,264]
[1765,2.8,186,11,1.9,266]
[1766,3,153,4,4.9000000000000004,270]
[1767,3.1,137,7,3.9,270]
[1768,3,96,2,3.9,269]
[1769,2.6,46,0,4.5999999999999996,274]
[1770,2.1,6,0,4.3,275]
[1771,1.8,0,0,5.3,274]
[1772,1.6,0,0,4.3,276]
[1773,1.3,0,0,6.5,278]
[1774,1.1000000000000001,0,0,6,276]
[1775,0.9,0,0,4.3,274]
[1776,0.6,0,0,3.3,278]
[1777,0.4,0,0,6,275]
[1778,0.2,0,0,5.6,274]
[1779,0,0,0,6.8,274]
[1780,-0.2,0,0,5.3,270]
[1781,-0.3,0,0,4.3,269]
[1782,-0.6,0,0,4.5999999999999996,274]
[1783,-0.3,4,0,3,276]
[1784,0.5,49,0,3.9,273]
[1785,1.3,94,0,6,275]
[1786,2,138,6,5.6,263]
[1787,2.7,164,8,7.9,263]
[1788,3.2,181,10,6.8,267]
[1789,3.5,179,9,6.5,268]
[1790,3.7,158,6,6.5,268]
[1791,3.7,126,0,4.5999999999999996,270]
[1792,3.4,82,0,4.3,275]
[1793,3,37,0,3.6,274]
[1794,2.4,2,0,3,282]
[1795,2.2999999999999998,0,0,3.9,284]
[1796,2.1,0,0,5.3,281]
[1797,2,0,0,3.3,281]
[1798,1.8,0,0,2.6,283]
[1799,1.7,0,0,3.6,281]
[1800,1.5,0,0,4.3,283]
[1801,1.5,0,0,2.4,281]
[1802,1.5,0,0,1.9,278]
[1803,1.4,0,0,2.2000000000000002,279]
[1804,1.5,0,0,1.7,279]
[1805,1.5,0,0,0.9,279]
[1806,1.5,0,0,0.4,282]
[1807,2.1,14,0,0.4,284]
[1808,4.3,135,308,0.7,271]
[1809,6.6,254,705,1.1000000000000001,274]
[1810,8.6999999999999993,366,826,1.6,270]
[1811,10.6,447,846,3,270]
[1812,12,466,820,2.1,269]
[1813,13,468,781,2.8,271]
[1814,13.4,383,591,3.9,276]
[1815,13.4,302,540,2.8,280]
[1816,12.8,209,480,3,282]
[1817,11.8,118,263,2.6,279]
[1818,10.4,10,0,3.3,298]
[1819,9.5,0,0,2.2000000000000002,304]
[1820,8.6999999999999993,0,0,1.6,302]
[1821,7.9,0,0,1.3,300]
[1822,7,0,0,1.6,298]
[1823,6.2,0,0,1.2,295]
[1824,5.4,0,0,1.7,289]
[1825,4.3,0,0,2.1,287]
[1826,3.2,0,0,3.6,281]
[1827,2.1,0,0,4.5999999999999996,275]
[1828,1.5,0,0,5.6,276]
[1829,1,0,0,4.5999999999999996,276]
[1830,0.5,0,0,4.3,276]
[1831,1.2,25,0,3.3,276]
[1832,3,146,338,2.6,267]
[1833,4.3,233,493,2.4,271]
[1834,5.2,264,249,3.3,275]
[1835,6.9,467,688,1.6,264]
[1836,7.5,352,273,1.6,273]
[1837,7.7,314,181,1.8,278]
[1838,8.1,376,466,0.7,271]
[1839,7.8,233,189,0.6,279]
[1840,7,107,9,0.6,288]
[1841,6,50,0,0.4,290]
[1842,5,2,0,0.3,298]
[1843,4.2,0,0,0.9,299]
[1844,3.4,0,0,1,294]
[1845,2.6,0,0,0.9,288]
[1846,1.8,0,0,1,285]
[1847,1,0,0,0.9,282]
[1848,0.2,0,0,0.5,278]
[1849,-0.3,0,0,0.7,278]
[1850,-0.9,0,0,1.2,271]
[1851,-1.4,0,0,1.2,268]
[1852,-1.7,0,0,1.6,264]
[1853,-2,0,0,0.9,263]
[1854,-2.2000000000000002,0,0,0.6,258]
[1855,-1.6,18,0,0.4,262]
[1856,0.4,134,277,0.6,250]
[1857,2.2000000000000002,229,487,1.6,254]
[1858,4.0999999999999996,348,652,1.4,246]
[1859,5.5,379,510,1,247]
[1860,6.6,418,575,1,247]
[1861,7.5,443,691,1.7,246]
[1862,8.1,403,678,1.8,247]
[1863,8.1999999999999993,330,633,2.6,248]
[1864,7.6,218,479,2.2000000000000002,253]
[1865,6.6,103,202,2.8,258]
[1866,5.2,8,0,3.3,272]
[1867,4.5,0,0,5.6,278]
[1868,3.7,0,0,4.3,280]
[1869,3,0,0,2.6,276]
[1870,2.2999999999999998,0,0,4.3,273]
[1871,1.6,0,0,3.3,269]
[1872,0.8,0,0,2.1,270]
[1873,0.1,0,0,2.6,266]
[1874,-0.6,0,0,3.9,263]
[1875,-1,0,0,4.5999999999999996,263]
[1876,-1.4,0,0,4.9000000000000004,262]
[1877,-1.6,0,0,5.6,264]
[1878,-1.7,0,0,3.9,266]
[1879,-1.3,26,24,2.2000000000000002,267]
[1880,-1.2,23,0,4.5999999999999996,268]
[1881,-0.1,151,83,6,256]
[1882,0.4,128,0,3.6,262]
[1883,1.5,256,96,3.9,256]
[1884,2.2999999999999998,273,91,3.6,258]
[1885,2.5,175,8,2.1,266]
[1886,3.4,387,358,1.8,251]
[1887,3.4,157,23,0.8,266]
[1888,3.2,116,15,1,267]
[1889,2.5,27,0,0.7,275]
[1890,1.9,6,0,1,275]
[1891,1.4,0,0,1.7,275]
[1892,1,0,0,1.7,273]
[1893,0.5,0,0,1.3,273]
[1894,0.1,0,0,1.8,271]
[1895,-0.4,0,0,2.6,268]
[1896,-0.8,0,0,2.8,264]
[1897,-1.1000000000000001,0,0,2.2000000000000002,264]
[1898,-1.4,0,0,1.9,263]
[1899,-1.5,0,0,2.8,261]
[1900,-1.7,0,0,2.4,261]
[1901,-1.8,0,0,1.9,261]
[1902,-1.8,0,0,2.4,258]
[1903,-1.4,21,0,2.1,257]
[1904,-0.3,88,52,1.9,261]
[1905,0.5,121,8,2.1,268]
[1906,1.5,177,24,1.9,270]
[1907,2.2999999999999998,211,22,1.6,270]
[1908,2.9,207,18,1.1000000000000001,272]
[1909,3.8,289,112,1.3,271]
[1910,4.3,258,79,1.9,272]
[1911,4.5999999999999996,234,122,3.3,271]
[1912,4.5,141,49,3,275]
[1913,4,80,60,3.6,274]
[1914,3.2,3,0,4.9000000000000004,290]
[1915,2.8,0,0,8.1999999999999993,286]
[1916,2.4,0,0,8.6,282]
[1917,1.9,0,0,12,279]
[1918,1.5,0,0,12,278]
[1919,1,0,0,10.8,276]
[1920,0.6,0,0,12,274]
[1921,0.2,0,0,7.5,270]
[1922,-0.2,0,0,6.8,267]
[1923,-0.5,0,0,7.9,264]
[1924,-0.7,0,0,6.8,263]
[1925,-0.8,0,0,3.3,259]
[1926,-0.8,0,0,2.6,261]
[1927,0,43,172,2.2000000000000002,263]
[1928,1.7,146,385,3.6,264]
[1929,3.7,250,507,3.6,267]
[1930,5.3,315,414,4.9000000000000004,264]
[1931,7,395,524,6,264]
[1932,8.5,446,607,6.5,265]
[1933,9.4,411,461,4.3,268]
[1934,10.1,390,516,3.9,267]
[1935,10.5,370,647,3.9,263]
[1936,10.5,288,717,3,261]
[1937,9.6999999999999993,148,354,5.3,264]
[1938,8.4,25,0,4.9000000000000004,277]
[1939,7.5,0,0,4.5999999999999996,282]
[1940,6.6,0,0,3.9,279]
[1941,5.7,0,0,2.2000000000000002,276]
[1942,4.8,0,0,1.7,274]
[1943,3.9,0,0,1.4,272]
[1944,3,0,0,1.2,270]
[1945,2.2000000000000002,0,0,1.6,269]
[1946,1.3,0,0,2.4,262]
[1947,0.9,0,0,2.4,260]
[1948,0.4,0,0,3.3,259]
[1949,0.1,0,0,3.6,259]
[1950,0,0,0,2.8,255]
[1951,0.9,50,131,3.6,257]
[1952,2,121,165,2.6,259]
[1953,3,169,92,3.3,261]
[1954,3.6,172,18,2.6,267]
[1955,3.7,132,0,2.8,273]
[1956,4.0999999999999996,197,11,6.5,270]
[1957,4.8,275,81,5.3,270]
[1958,4.9000000000000004,190,11,4.9000000000000004,273]
[1959,4.9000000000000004,153,9,5.3,275]
[1960,4.9000000000000004,158,99,5.6,273]
[1961,4.7,126,267,7.2,271]
[1962,4.2,46,191,5.3,270]
[1963,3.5,0,0,5.3,266]
[1964,2.6,0,0,3.6,267]
[1965,1.8,0,0,3.6,265]
[1966,1,0,0,2.4,264]
[1967,0.1,0,0,2.1,259]
[1968,-0.7,0,0,1.6,255]
[1969,-1.2,0,0,0.7,252]
[1970,-1.7,0,0,0.6,250]
[1971,-1.9,0,0,1,251]
[1972,-2.2000000000000002,0,0,0.5,251]
[1973,-2.4,0,0,0.1,254]
[1974,-2.4,0,0,0.4,254]
[1975,-1.2,58,290,0.7,255]
[1976,0.6,169,501,1,254]
[1977,2.9,305,707,1.4,252]
[1978,4.9000000000000004,379,692,2.4,254]
[1979,6.7,451,736,4.5999999999999996,257]
[1980,8.3000000000000007,500,748,4.3,254]
[1981,9.3000000000000007,462,647,4.5999999999999996,258]
[1982,9.8000000000000007,421,636,4.9000000000000004,261]
[1983,10.1,362,669,6.8,261]
[1984,9.6999999999999993,257,553,7.9,261]
[1985,8.6999999999999993,130,307,10.8,265]
[1986,7.3,37,172,8.6,262]
[1987,6,0,0,4.5999999999999996,264]
[1988,4.9000000000000004,0,0,3.3,260]
[1989,3.9,0,0,1.9,257]
[1990,2.9,0,0,1.4,254]
[1991,1.9,0,0,1.3,254]
[1992,0.9,0,0,1.1000000000000001,248]
[1993,-0.1,0,0,1.6,249]
[1994,-1,0,0,2.8,249]
[1995,-1.6,0,0,5.3,249]
[1996,-2.1,0,0,4.9000000000000004,248]
[1997,-2.4,0,0,2.4,247]
[1998,-2.5,0,0,1.9,245]
[1999,-1.4,60,272,1.9,245]
[2000,0.4,172,503,2.4,245]
[2001,2.4,289,634,2.8,248]
[2002,4.4000000000000004,388,709,3,244]
[2003,6.1,467,780,4.5999999999999996,244]
[2004,7.6,502,789,3.6,244]
[2005,8.6,490,755,4.3,246]
[2006,9.3000000000000007,457,779,4.5999999999999996,249]
[2007,9.5,379,737,3.6,250]
[2008,9.1999999999999993,279,679,5.6,251]
[2009,8.1999999999999993,157,521,6.5,256]
[2010,6.9,49,260,5.3,257]
[2011,5.5,0,0,2.8,252]
[2012,4.4000000000000004,0,0,1.8,254]
[2013,3.2,0,0,1.2,250]
[2014,2,0,0,1.6,248]
[2015,0.9,0,0,1.6,246]
[2016,-0.3,0,0,1,244]
[2017,-1.2,0,0,1.9,240]
[2018,-2.1,0,0,1.9,242]
[2019,-2.7,0,0,2.2000000000000002,240]
[2020,-3.2,0,0,2.6,239]
[2021,-3.5,0,0,3,237]
[2022,-3.6,1,0,3.6,240]
[2023,-2.4,68,312,3.9,244]
[2024,-0.6,175,496,4.3,247]
[2025,1.3,286,579,5.3,250]
[2026,3.1,384,653,7.9,247]
[2027,4.7,431,599,7.5,249]
[2028,6,476,655,8.6,251]
[2029,6.9,468,622,9.6999999999999993,253]
[2030,7.6,470,748,9.6999999999999993,249]
[2031,7.8,367,641,10.4,252]
[2032,7.5,270,572,8.6,256]
[2033,6.4,134,287,9.1999999999999993,264]
[2034,5.0999999999999996,44,204,8.6,262]
[2035,3.7,0,0,5.3,262]
[2036,3.1,0,0,5.3,265]
[2037,2.5,0,0,5.3,262]
[2038,1.9,0,0,6.5,258]
[2039,1.2,0,0,3.9,259]
[2040,0.6,0,0,3.9,261]
[2041,0.4,0,0,2.4,256]
[2042,0.2,0,0,1.9,258]
[2043,0.1,0,0,3,257]
[2044,0,0,0,3,255]
[2045,-0.1,0,0,2.6,256]
[2046,-0.1,1,0,2.8,256]
[2047,1.3,74,327,3,260]
[2048,3.6,205,548,2.2000000000000002,258]
[2049,5.3,265,389,2.2000000000000002,265]
[2050,6.4,281,194,1.9,267]
[2051,8.4,467,630,3,260]
[2052,9.9,477,621,2.8,265]
[2053,10.7,415,388,3,274]
[2054,11.2,389,352,3,273]
[2055,10.4,165,17,3.9,287]
[2056,9.9,190,141,2.4,282]
[2057,9.1,128,249,2.4,283]
[2058,8,44,158,2.6,289]
[2059,6.8,0,0,3,288]
[2060,6.5,0,0,4.3,293]
[2061,6.2,0,0,2.6,297]
[2062,5.9,0,0,3.6,302]
[2063,5.6,0,0,3.6,300]
[2064,5.3,0,0,6.5,300]
[2065,5,0,0,7.2,303]
[2066,4.7,0,0,8.1999999999999993,304]
[2067,4.5999999999999996,0,0,9.1999999999999993,305]
[2068,4.4000000000000004,0,0,6.8,304]
[2069,4.2,0,0,9.1999999999999993,305]
[2070,3.8,1,0,10,306]
[2071,4.4000000000000004,14,0,7.2,308]
[2072,5,37,0,7.2,303]
[2073,5.5,66,0,5.6,303]
[2074,6,92,0,6.5,305]
[2075,6.6,135,0,4.5999999999999996,306]
[2076,7.2,153,0,6,308]
[2077,7.4,127,0,7.9,312]
[2078,7.6,104,0,6.5,314]
[2079,7.5,98,0,6.5,313]
[2080,7.6,73,0,6,302]
[2081,7.4,51,0,6,301]
[2082,7.1,16,0,6,301]
[2083,6.7,0,0,7.9,303]
[2084,6.2,0,0,10,298]
[2085,5.6,0,0,7.2,296]
[2086,5,0,0,6.8,294]
[2087,4.5,0,0,7.2,290]
[2088,3.9,0,0,6,285]
[2089,2.6,0,0,6,283]
[2090,1.2,0,0,4.9000000000000004,277]
[2091,0.5,0,0,5.3,271]
[2092,-0.3,0,0,6.5,267]
[2093,-0.8,0,0,5.3,266]
[2094,-0.9,2,0,3,260]
[2095,0.3,69,196,2.1,263]
[2096,2.1,189,443,2.1,257]
[2097,4.2,328,610,3.3,258]
[2098,5.9,388,576,2.8,255]
[2099,7.3,443,542,5.6,260]
[2100,8.5,471,539,3.9,257]
[2101,9.3000000000000007,477,614,2.6,254]
[2102,9.6999999999999993,415,474,5.3,256]
[2103,10,398,685,3.9,257]
[2104,9.6,276,561,3.9,260]
[2105,8.8000000000000007,163,408,4.9000000000000004,263]
[2106,7.5,56,213,3.6,264]
[2107,6.1,0,0,3.3,263]
[2108,5,0,0,4.5999999999999996,267]
[2109,3.8,0,0,3.9,262]
[2110,2.7,0,0,3.3,257]
[2111,1.5,0,0,2.4,253]
[2112,0.4,0,0,3,250]
[2113,-0.2,0,0,4.5999999999999996,247]
[2114,-0.9,0,0,4.3,245]
[2115,-1.3,0,0,6,243]
[2116,-1.6,0,0,7.5,242]
[2117,-1.9,0,0,6,239]
[2118,-1.8,3,0,4.5999999999999996,240]
[2119,0,94,424,3.3,247]
[2120,2.2000000000000002,214,632,3,246]
[2121,4.4000000000000004,327,698,3.9,245]
[2122,6.7,436,798,3.3,242]
[2123,8.6,512,840,2.1,246]
[2124,10.199999999999999,542,834,4.3,247]
[2125,11.3,537,829,3.3,248]
[2126,12,497,830,2.6,248]
[2127,12.2,416,789,4.5999999999999996,249]
[2128,11.9,302,686,8.1999999999999993,255]
[2129,10.8,176,510,9.1999999999999993,259]
[2130,9.3000000000000007,62,289,8.6,261]
[2131,7.7,0,0,6.5,257]
[2132,6.6,0,0,4.9000000000000004,264]
[2133,5.6,0,0,5.6,263]
[2134,4.5,0,0,6.8,264]
[2135,3.5,0,0,6,265]
[2136,2.5,0,0,4.9000000000000004,264]
[2137,1.6,0,0,3.9,258]
[2138,0.9,0,0,3,260]
[2139,0.5,0,0,2.8,257]
[2140,0.1,0,0,2.4,256]
[2141,-0.2,0,0,1.7,255]
[2142,0,4,0,2.1,260]
[2143,1.6,97,419,2.8,266]
[2144,3.6,220,627,2.1,266]
[2145,5.7,341,737,2.4,269]
[2146,7.7,449,825,3.3,267]
[2147,9.5,521,850,2.2000000000000002,268]
[2148,11,562,880,2.8,271]
[2149,12.1,561,890,2.4,273]
[2150,12.8,516,878,4.9000000000000004,272]
[2151,13,430,805,3.9,272]
[2152,12.7,311,707,5.6,272]
[2153,11.8,182,539,4.5999999999999996,276]
[2154,10.5,67,312,4.5999999999999996,277]
[2155,9.1,0,0,4.5999999999999996,271]
[2156,8.1999999999999993,0,0,3.3,278]
[2157,7.3,0,0,2.4,275]
[2158,6.4,0,0,1.9,270]
[2159,5.5,0,0,2.4,269]
[2160,4.5999999999999996,0,0,2.6,268]
[2161,3.7,0,0,2.4,285]
[2162,2.6,0,0,2.6,282]
[2163,2,0,0,3.8,279]
[2164,1.4,0,0,3,276]
[2165,1,0,0,2.2000000000000002,274]
[2166,1,1,0,2.4,274]
[2167,1.4,50,2,2.2000000000000002,276]
[2168,1.9,95,1,2.6,275]
[2169,2.2999999999999998,141,5,1.5,277]
[2170,3,241,68,2,259]
[2171,3.3,211,10,2.4,260]
[2172,3.6,248,18,3.8,262]
[2173,3.8,240,19,5.9,261]
[2174,3.9,226,21,5.9,263]
[2175,3.9,179,10,5,265]
[2176,3.7,143,12,3.6,279]
[2177,3.4,72,0,4.3,268]
[2178,3,41,22,4.8,267]
[2179,2.6,1,0,4,270]
[2180,1.9,0,0,2.2000000000000002,269]
[2181,1.2,0,0,3.3,270]
[2182,0.6,0,0,3,268]
[2183,-0.1,0,0,3.4,266]
[2184,-0.8,0,0,3.6,264]
[2185,-1.1000000000000001,0,0,2.4,263]
[2186,-1.4,0,0,3,265]
[2187,-1.5,0,0,4.8,265]
[2188,-1.7,0,0,4,266]
[2189,-1.8,0,0,2.8,266]
[2190,-1.6,5,0,3.4,266]
[2191,-0.2,96,161,5,250]
[2192,1.3,207,423,6.2,246]
[2193,2.9,316,513,6.6,242]
[2194,4.5,408,553,10,240]
[2195,5.8,472,578,6.6,237]
[2196,6.9,505,609,5,237]
[2197,7.7,498,583,6.6,241]
[2198,8.1999999999999993,461,585,5.9,246]
[2199,8.3000000000000007,378,502,6.6,245]
[2200,8.1,281,461,5.9,249]
[2201,7.4,171,359,4.8,250]
[2202,6.4,66,192,7.5,251]
[2203,5.3,1,0,7,252]
[2204,4.2,0,0,5,257]
[2205,3.1,0,0,5.6,259]
[2206,2,0,0,5.3,256]
[2207,0.9,0,0,4.3,254]
[2208,-0.2,0,0,3.6,254]
[2209,-1.3,0,0,4,254]
[2210,-2.5,0,0,3.3,252]
[2211,-3.2,0,0,5,253]
[2212,-3.8,0,0,3,255]
[2213,-4.3,0,0,1.7,256]
[2214,-4.3,7,0,2,258]
[2215,-3,112,251,2.8,242]
[2216,-1.7,231,601,1.8,241]
[2217,-0.4,335,603,2.8,240]
[2218,0.9,445,724,2.6,238]
[2219,2.1,519,775,3.3,240]
[2220,3,553,785,3,242]
[2221,3.6,537,729,2.6,245]
[2222,3.9,479,668,2.4,248]
[2223,3.9,405,634,2.8,251]
[2224,3.4,277,444,3,257]
[2225,2.6,172,342,2.4,258]
[2226,1.6,70,205,2.2000000000000002,264]
[2227,0.5,1,0,0.8,262]
[2228,0.1,0,0,0.6,266]
[2229,-0.3,0,0,0,267]
[2230,-0.7,0,0,0.2,267]
[2231,-1.1000000000000001,0,0,0.2,267]
[2232,-1.4,0,0,0.2,264]
[2233,-1.1000000000000001,0,0,0.2,263]
[2234,-0.8,0,0,0.1,268]
[2235,-0.7,0,0,0.4,268]
[2236,-0.6,0,0,0.6,269]
[2237,-0.5,0,0,0.3,269]
[2238,-0.2,7,0,0.3,271]
[2239,1.3,97,183,0.1,261]
[2240,3,205,393,0.6,254]
[2241,4.5999999999999996,292,377,0.8,255]
[2242,6.2,385,438,0.9,255]
[2243,7.6,449,462,0.6,252]
[2244,8.8000000000000007,499,554,0.7,252]
[2245,9.6999999999999993,490,537,1.5,255]
[2246,10.4,472,590,0.8,256]
[2247,10.6,401,572,0.9,257]
[2248,10.5,303,529,0.8,263]
[2249,9.8000000000000007,185,446,1.3,266]
[2250,8.6999999999999993,74,236,1,274]
[2251,7.5,1,0,0.6,276]
[2252,7.3,0,0,0.7,284]
[2253,7.1,0,0,0.7,285]
[2254,6.8,0,0,1.8,284]
[2255,6.6,0,0,1.5,282]
[2256,6.4,0,0,1.8,281]
[2257,6.2,0,0,2.4,280]
[2258,6,0,0,1.8,281]
[2259,5.9,0,0,3.6,285]
[2260,5.8,0,0,3.4,287]
[2261,5.8,0,0,1.7,287]
[2262,6.5,25,0,1.6,293]
[2263,8,138,375,2.8,289]
[2264,9.9,283,764,2.8,285]
[2265,11.4,369,697,2,291]
[2266,13.3,546,786,1.3,277]
[2267,14.1,432,320,1.5,289]
[2268,14.3,352,145,2.4,294]
[2269,13.7,211,10,1.6,299]
[2270,13.1,171,2,1.3,305]
[2271,13.1,278,126,1.3,292]
[2272,12.8,230,143,1.6,290]
[2273,12.2,120,50,3.6,297]
[2274,11.5,52,26,2.8,300]
[2275,10.7,9,0,2.4,297]
[2276,9.9,0,0,2.8,301]
[2277,9.1999999999999993,0,0,2.6,298]
[2278,8.5,0,0,2.8,296]
[2279,7.8,0,0,2.2000000000000002,293]
[2280,7,0,0,1.8,294]
[2281,6.3,0,0,1.8,295]
[2282,5.5,0,0,1.3,294]
[2283,5.0999999999999996,0,0,1.6,294]
[2284,4.5999999999999996,0,0,2.2000000000000002,291]
[2285,4.3,0,0,1,289]
[2286,4.5999999999999996,11,0,1.3,286]
[2287,5.9,114,272,1.1000000000000001,273]
[2288,7.4,223,404,1.1000000000000001,273]
[2289,8.9,340,555,1,274]
[2290,10.199999999999999,423,524,1.3,273]
[2291,11.4,484,536,1.5,273]
[2292,12.3,516,568,2,272]
[2293,12.9,499,520,2.4,280]
[2294,13.3,451,456,3,278]
[2295,13.3,383,450,3.3,276]
[2296,13,285,424,2.6,277]
[2297,12.2,175,329,2.2000000000000002,281]
[2298,11.2,70,165,1.2,287]
[2299,10.1,1,0,1.1000000000000001,286]
[2300,9.5,0,0,1.1000000000000001,294]
[2301,8.9,0,0,1.6,294]
[2302,8.4,0,0,2.4,295]
[2303,7.8,0,0,2,293]
[2304,7.2,0,0,2.8,295]
[2305,7.1,0,0,2.8,295]
[2306,7,0,0,2.4,295]
[2307,6.9,0,0,2,298]
[2308,6.8,0,0,2,300]
[2309,6.8,0,0,1.2,302]
[2310,6.9,3,0,1.2,306]
[2311,8,67,15,2,292]
[2312,8.8000000000000007,105,0,3.6,309]
[2313,9.1999999999999993,109,0,3.3,302]
[2314,9.6999999999999993,132,0,4,304]
[2315,10.4,209,11,4,297]
[2316,11.6,366,156,3.4,292]
[2317,13.9,673,766,4.8,272]
[2318,15,501,588,4.8,279]
[2319,15.3,337,243,7.2,290]
[2320,15.6,335,555,7.5,284]
[2321,15.6,253,675,8.8000000000000007,277]
[2322,15,112,463,7,284]
[2323,14,13,0,6.2,286]
[2324,13.3,0,0,6.2,292]
[2325,12.5,0,0,5.3,292]
[2326,11.7,0,0,5.3,294]
[2327,11,0,0,5,292]
[2328,10.199999999999999,0,0,4.8,295]
[2329,9.4,0,0,4.5,295]
[2330,8.4,0,0,3.6,293]
[2331,7.9,0,0,3.4,297]
[2332,7.4,0,0,3.6,298]
[2333,7,0,0,2.8,304]
[2334,7.4,20,0,4.3,311]
[2335,8.6999999999999993,123,275,4.5,304]
[2336,9.8000000000000007,206,302,4.5,302]
[2337,10.8,269,153,4.3,307]
[2338,11.9,381,342,4.8,299]
[2339,12.9,460,397,4.3,298]
[2340,13.2,343,109,6.2,306]
[2341,13.3,309,74,6.6,309]
[2342,13.5,367,147,7.2,306]
[2343,13.5,320,150,8.3000000000000007,306]
[2344,13.3,251,203,6.6,307]
[2345,12.6,118,32,6.2,314]
[2346,11.8,57,24,5,314]
[2347,10.9,1,0,4.3,313]
[2348,10.4,0,0,2,314]
[2349,9.9,0,0,1.6,314]
[2350,9.3000000000000007,0,0,1.7,312]
[2351,8.8000000000000007,0,0,1.8,313]
[2352,8.3000000000000007,0,0,3,314]
[2353,8.1,0,0,3,316]
[2354,7.4,0,0,1.6,317]
[2355,8,0,0,1,319]
[2356,8.1999999999999993,0,0,2.8,322]
[2357,8.1999999999999993,0,0,2.6,324]
[2358,8.1999999999999993,7,0,2.8,323]
[2359,8.6,25,0,3,327]
[2360,8.8000000000000007,40,0,4.3,323]
[2361,9.1,64,0,3.8,324]
[2362,9.3000000000000007,80,0,5.6,324]
[2363,9.6999999999999993,93,0,5.3,325]
[2364,9.9,98,0,5.9,320]
[2365,10.1,95,0,5.3,322]
[2366,10.199999999999999,87,0,6.6,322]
[2367,10.199999999999999,75,0,6.2,325]
[2368,10.1,55,0,5.6,330]
[2369,10,38,0,5.6,332]
[2370,9.8000000000000007,17,0,6.6,336]
[2371,9.6,2,0,5.3,338]
[2372,9.6,0,0,3.4,341]
[2373,9.3000000000000007,0,0,4.5,340]
[2374,9.6,0,0,3.8,342]
[2375,9.8000000000000007,0,0,3,341]
[2376,9.9,0,0,3.4,337]
[2377,10,0,0,3,339]
[2378,10.1,0,0,3.4,342]
[2379,10.199999999999999,0,0,3.3,342]
[2380,10.199999999999999,0,0,3,340]
[2381,10.199999999999999,0,0,3.4,337]
[2382,10.4,11,0,3.3,339]
[2383,10.8,38,0,3.6,331]
[2384,11.2,64,0,2.4,333]
[2385,11.7,92,0,2.4,334]
[2386,12,100,0,2,342]
[2387,12.4,124,0,3.8,337]
[2388,12.7,134,0,3.6,338]
[2389,13,142,0,4.3,341]
[2390,13.2,114,0,6.2,345]
[2391,13.2,107,0,4.5,341]
[2392,13.2,78,0,3.8,345]
[2393,13,53,0,4.5,347]
[2394,12.6,22,0,4.8,349]
[2395,12.2,2,0,8.3000000000000007,352]
[2396,12.3,0,0,7.2,351]
[2397,12.1,0,0,5,351]
[2398,11.9,0,0,5.9,349]
[2399,11.7,0,0,5.9,346]
[2400,11.1,0,0,5.3,347]
[2401,11.3,0,0,4.3,346]
[2402,11.3,0,0,3.8,345]
[2403,11.2,0,0,1.8,344]
[2404,11.2,0,0,3,344]
[2405,11.2,0,0,3,344]
[2406,11.4,13,0,3.3,343]
[2407,11.9,47,0,3,343]
[2408,11.9,79,0,2.2000000000000002,343]
[2409,12.9,114,0,1.8,344]
[2410,13.2,117,0,1.1000000000000001,345]
[2411,13.6,136,0,1.5,345]
[2412,13.9,139,0,1.8,341]
[2413,14.1,139,0,1.8,340]
[2414,14.2,119,0,1.1000000000000001,339]
[2415,14.2,101,0,1,333]
[2416,14.1,65,0,0.6,333]
[2417,13.9,50,0,0.5,333]
[2418,13.7,22,0,0.7,338]
[2419,13.4,2,0,0.7,334]
[2420,12.9,0,0,1.1000000000000001,324]
[2421,12.4,0,0,1.2,323]
[2422,12,0,0,1.3,320]
[2423,11.5,0,0,1.3,315]
[2424,11.1,0,0,1.1000000000000001,312]
[2425,8.6,0,0,0.8,312]
[2426,5.9,0,0,1,301]
[2427,4.4000000000000004,0,0,2.6,293]
[2428,3.3,0,0,3.6,285]
[2429,3,0,0,2.4,281]
[2430,3.7,54,281,2.4,279]
[2431,5.0999999999999996,167,562,3.8,278]
[2432,7,301,728,3,276]
[2433,8.9,427,823,4,274]
[2434,10.7,531,870,5.9,268]
[2435,12.3,602,888,6.6,269]
[2436,13.5,627,872,7,268]
[2437,14.4,622,878,7.5,266]
[2438,14.9,576,869,7.9,266]
[2439,15,496,854,7.9,265]
[2440,14.6,386,808,8.8000000000000007,265]
[2441,13.6,257,706,6.6,267]
[2442,12.1,126,296,6.6,272]
[2443,10.3,11,0,4.8,291]
[2444,8.6,0,0,4,294]
[2445,6.8,0,0,3.3,288]
[2446,5.0999999999999996,0,0,2.4,288]
[2447,3.4,0,0,2.8,285]
[2448,1.6,0,0,2.2000000000000002,280]
[2449,1.9,0,0,2.2000000000000002,282]
[2450,2.2999999999999998,0,0,2,283]
[2451,2.5,0,0,1.7,284]
[2452,2.7,0,0,2.8,287]
[2453,2.8,0,0,1.6,288]
[2454,3,5,0,1.6,286]
[2455,3.6,51,0,1.8,282]
[2456,3.8,28,0,1.5,288]
[2457,4,39,0,1.8,293]
[2458,5.3,221,25,1.5,279]
[2459,7.3,432,249,1.8,271]
[2460,10.199999999999999,745,824,1.7,255]
[2461,12.4,736,882,1.3,259]
[2462,13.6,540,580,1.7,266]
[2463,12.9,154,0,3.4,295]
[2464,12.5,165,23,2.6,290]
[2465,12.6,259,464,3,273]
[2466,12,95,150,2.2000000000000002,283]
[2467,11.2,34,0,1.5,275]
[2468,10.4,0,0,1.8,281]
[2469,9.6999999999999993,0,0,2.4,286]
[2470,8.9,0,0,3.6,286]
[2471,8.1999999999999993,0,0,5,283]
[2472,7.4,0,0,7.9,283]
[2473,6.1,0,0,7.2,280]
[2474,4.5999999999999996,0,0,7.9,278]
[2475,3.9,0,0,10.199999999999999,280]
[2476,3.4,0,0,7.5,282]
[2477,3.3,0,0,6.6,284]
[2478,4,50,201,8.3000000000000007,289]
[2479,5.0999999999999996,140,289,5.9,283]
[2480,6.5,253,402,8.8000000000000007,281]
[2481,8,353,406,8.8000000000000007,281]
[2482,9.3000000000000007,432,405,9.1999999999999993,278]
[2483,10.5,499,460,9.1999999999999993,276]
[2484,11.6,543,528,7.9,278]
[2485,12.4,540,538,9.6,273]
[2486,12.9,490,490,9.1999999999999993,274]
[2487,13.1,416,448,8.8000000000000007,277]
[2488,12.9,314,391,6.2,280]
[2489,12.4,213,347,7.2,282]
[2490,11.5,111,259,7.9,285]
[2491,10.4,13,0,7,300]
[2492,9,0,0,7.5,301]
[2493,7.7,0,0,7,300]
[2494,6.3,0,0,4.5,295]
[2495,4.9000000000000004,0,0,4.3,289]
[2496,3.6,0,0,5.3,284]
[2497,2.7,0,0,5,281]
[2498,1.7,0,0,5.3,276]
[2499,1.2,0,0,8.3000000000000007,275]
[2500,0.9,0,0,7.2,274]
[2501,0.8,0,0,9.6,272]
[2502,1.5,53,176,7.9,275]
[2503,2.9,172,477,6.6,270]
[2504,4.7,309,692,7,268]
[2505,6.3,418,702,7.5,266]
[2506,7.7,483,627,9.1999999999999993,261]
[2507,8.9,523,547,11.1,262]
[2508,9.8000000000000007,530,450,11.5,265]
[2509,10.3,485,355,10.5,268]
[2510,10.6,442,336,9.6,269]
[2511,10.5,344,189,10,269]
[2512,9.8000000000000007,185,28,12.1,280]
[2513,8.9,131,19,13.4,281]
[2514,7.9,61,0,10.7,284]
[2515,6.9,3,0,8.3000000000000007,293]
[2516,6.1,0,0,7.5,292]
[2517,5.4,0,0,5.9,289]
[2518,4.7,0,0,4.5,285]
[2519,4,0,0,4.8,284]
[2520,3.2,0,0,4,282]
[2521,2.9,0,0,2.8,278]
[2522,2.6,0,0,2.2000000000000002,278]
[2523,2.4,0,0,2.6,279]
[2524,2.2999999999999998,0,0,2.4,277]
[2525,2.2999999999999998,0,0,2.6,276]
[2526,2.8,32,0,3,276]
[2527,3.6,91,10,3.3,275]
[2528,4.5999999999999996,160,30,4.3,274]
[2529,5.5,213,24,3.8,272]
[2530,6.3,244,22,5,277]
[2531,7,279,24,4,279]
[2532,7.5,267,16,1.3,279]
[2533,7.7,238,10,1,282]
[2534,7.8,204,6,1.1000000000000001,284]
[2535,7.9,204,10,1.8,297]
[2536,7.8,149,4,1.7,290]
[2537,7.3,99,0,1.7,304]
[2538,6.6,43,0,1.8,308]
[2539,6.3,3,0,2,311]
[2540,5.5,0,0,1.7,305]
[2541,4.7,0,0,2,298]
[2542,3.9,0,0,3.4,292]
[2543,3.2,0,0,2.4,288]
[2544,2.4,0,0,2.2000000000000002,285]
[2545,1.7,0,0,1.5,285]
[2546,0.9,0,0,1.2,279]
[2547,0.5,0,0,2.4,275]
[2548,0.3,0,0,1.8,272]
[2549,0.3,1,0,1.3,270]
[2550,1.3,67,262,1.2,273]
[2551,2.8,172,433,0.8,270]
[2552,4.5999999999999996,298,572,0.6,268]
[2553,6.5,421,679,0.7,269]
[2554,8.3000000000000007,518,718,0.4,262]
[2555,10,593,764,0.7,260]
[2556,11.3,614,717,0.6,263]
[2557,12.3,624,779,0.7,267]
[2558,12.9,571,764,1.1000000000000001,266]
[2559,13.2,497,769,1,265]
[2560,13.1,380,678,1,266]
[2561,12.5,263,615,1,265]
[2562,11.4,138,300,1.1000000000000001,265]
[2563,10,20,0,0.9,284]
[2564,8.5,0,0,1.1000000000000001,289]
[2565,7.1,0,0,1,283]
[2566,5.6,0,0,1.3,280]
[2567,4.0999999999999996,0,0,0.4,275]
[2568,2.6,0,0,0.2,272]
[2569,1.4,0,0,0.3,270]
[2570,0.2,0,0,0.5,268]
[2571,-0.5,0,0,0.4,265]
[2572,-1,0,0,0.6,265]
[2573,-1,1,0,0.7,262]
[2574,-0.1,60,169,0.6,260]
[2575,1,139,133,0.3,258]
[2576,2.2999999999999998,234,156,0.2,256]
[2577,3.5,310,146,1,261]
[2578,4.7,382,152,1.2,259]
[2579,5.8,445,242,1.7,260]
[2580,6.8,487,315,2.6,261]
[2581,7.6,504,373,3.4,259]
[2582,8.1999999999999993,488,425,3.3,259]
[2583,8.5,422,412,2.4,261]
[2584,8.5,348,497,2.2000000000000002,260]
[2585,8.1,236,440,1.7,259]
[2586,7.3,141,363,1.8,259]
[2587,6.3,44,228,1.7,258]
[2588,5.3,0,0,0.7,262]
[2589,3.9,0,0,0.8,259]
[2590,2.5,0,0,0.8,255]
[2591,1.1000000000000001,0,0,0.6,252]
[2592,-0.3,0,0,0.5,249]
[2593,-1.2,0,0,0.3,247]
[2594,-2.2000000000000002,0,0,0.3,244]
[2595,-2.7,0,0,0.5,243]
[2596,-3.1,0,0,0.8,243]
[2597,-3.1,4,0,0.4,242]
[2598,-1.7,93,278,1.1000000000000001,246]
[2599,-0.5,170,329,0.8,253]
[2600,1.2,305,492,1,254]
[2601,2.2999999999999998,328,218,2,261]
[2602,3.7,451,383,2.4,256]
[2603,4.4000000000000004,393,156,2.6,262]
[2604,5.0999999999999996,449,215,3.3,259]
[2605,5.3,354,92,3.6,263]
[2606,6,521,506,5.6,249]
[2607,6.3,419,365,6.2,254]
[2608,6,274,167,4.8,263]
[2609,5.6,231,355,5.6,262]
[2610,4.5999999999999996,91,79,5,271]
[2611,3.6,32,73,4,270]
[2612,2.6,0,0,2,271]
[2613,1.6,0,0,1.3,272]
[2614,0.6,0,0,1.1000000000000001,267]
[2615,-0.4,0,0,0.8,265]
[2616,-1.4,0,0,1,260]
[2617,-1.8,0,0,0.9,256]
[2618,-2.2999999999999998,0,0,0.5,251]
[2619,-2.6,0,0,1.1000000000000001,251]
[2620,-2.8,0,0,0.5,248]
[2621,-2.7,5,0,0.3,246]
[2622,-1.3,92,313,0.6,245]
[2623,0.3,191,480,0.5,252]
[2624,2.1,313,577,0.6,252]
[2625,4,440,687,1.2,254]
[2626,5.7,524,635,1.5,251]
[2627,6.9,517,422,2.2000000000000002,259]
[2628,7.9,555,486,3.8,256]
[2629,8.6,525,410,5.3,257]
[2630,8.9,463,330,4.8,259]
[2631,9.1999999999999993,458,491,5.3,256]
[2632,8.6999999999999993,290,200,5.9,260]
[2633,8,212,276,3.6,262]
[2634,6.9,112,136,2.6,264]
[2635,5.8,45,148,3,264]
[2636,4.5999999999999996,0,0,2.4,264]
[2637,3.5,0,0,2.8,265]
[2638,2.5,0,0,3.3,265]
[2639,1.5,0,0,3.8,260]
[2640,0.4,0,0,4.5,259]
[2641,-0.2,0,0,5.6,259]
[2642,-1,0,0,4.5,257]
[2643,-1.4,0,0,5.6,259]
[2644,-1.6,0,0,4.3,260]
[2645,-1.6,3,0,4.5,258]
[2646,-1,40,0,5.3,259]
[2647,0.1,122,66,5.3,255]
[2648,1.8,253,221,5,250]
[2649,3.2,307,131,3.3,254]
[2650,4.2,325,106,4,253]
[2651,4.7,291,26,5,258]
[2652,5,268,19,3.4,261]
[2653,5.6,359,81,2.6,255]
[2654,5.9,347,104,1.8,269]
[2655,6.4,390,267,2.8,253]
[2656,6.8,391,557,3.3,246]
[2657,6.8,296,682,4,243]
[2658,6.4,175,547,4.8,244]
[2659,5.5,55,287,5,241]
[2660,4.5999999999999996,0,0,5.3,240]
[2661,3.3,0,0,4.3,240]
[2662,2.1,0,0,4,239]
[2663,0.9,0,0,3.6,238]
[2664,-0.4,0,0,3.8,237]
[2665,-1.3,0,0,2,241]
[2666,-2.2000000000000002,0,0,1.7,240]
[2667,-2.8,0,0,3.3,242]
[2668,-3.1,0,0,4,242]
[2669,-3.1,5,0,2.8,241]
[2670,-1.7,95,387,2.6,248]
[2671,0.2,222,636,2,249]
[2672,2.2000000000000002,359,758,3.3,248]
[2673,4.3,491,864,2.2000000000000002,250]
[2674,6.2,593,895,2.6,245]
[2675,7.9,661,908,3.3,249]
[2676,9.3000000000000007,698,927,3.8,252]
[2677,10.3,689,924,3.8,252]
[2678,10.9,644,925,3.6,253]
[2679,11.2,556,898,3.6,257]
[2680,11,440,849,4.3,261]
[2681,10.199999999999999,304,745,3.8,264]
[2682,9,169,578,3.3,264]
[2683,7.5,55,295,3,263]
[2684,6,0,0,2.8,263]
[2685,5,0,0,2.8,272]
[2686,4.0999999999999996,0,0,2,270]
[2687,3.1,0,0,1.6,267]
[2688,2.2000000000000002,0,0,0.8,266]
[2689,1.9,0,0,0.8,261]
[2690,1.6,0,0,0.7,263]
[2691,1.4,0,0,0.6,263]
[2692,1.2,0,0,1.5,262]
[2693,1.3,4,0,2.4,263]
[2694,3,104,327,3.3,275]
[2695,4.5,194,378,4.5,278]
[2696,5.9,267,288,6.6,282]
[2697,7.3,351,279,7.2,284]
[2698,8.3000000000000007,374,161,8.3000000000000007,282]
[2699,9.6,480,267,7.9,274]
[2700,9.6999999999999993,304,31,7,286]
[2701,10,351,69,6.6,283]
[2702,9.9,266,25,5.6,301]
[2703,10.1,348,150,8.3000000000000007,280]
[2704,10.1,278,120,5.9,280]
[2705,9.6,182,106,5.6,283]
[2706,8.6,54,0,5.3,296]
[2707,7.6,12,0,5.6,301]
[2708,6.7,0,0,5.6,302]
[2709,5.7,0,0,7.2,301]
[2710,4.7,0,0,7.9,302]
[2711,3.7,0,0,7.2,300]
[2712,2.8,0,0,5,299]
[2713,2.2000000000000002,0,0,4.8,298]
[2714,1.5,0,0,4.8,295]
[2715,1.2,0,0,5,295]
[2716,1,0,0,4,294]
[2717,1,1,0,3.3,294]
[2718,0.9,8,0,2.6,293]
[2719,1.3,32,0,3.4,291]
[2720,1.8,72,0,2,290]
[2721,2.4,117,0,3.3,288]
[2722,3.2,189,5,1.6,276]
[2723,4.2,289,29,2,274]
[2724,5.4,377,86,2.4,271]
[2725,6.3,392,108,3,272]
[2726,6.9,337,77,3.8,275]
[2727,7.1,252,21,4.3,278]
[2728,7.1,224,47,4,276]
[2729,7.1,210,178,4.3,273]
[2730,6.8,111,120,4.8,274]
[2731,6.2,60,178,4,266]
[2732,5.5,2,0,2.8,268]
[2733,5.2,0,0,2.4,273]
[2734,4.8,0,0,3,279]
[2735,4.5,0,0,3.8,281]
[2736,4.0999999999999996,0,0,5,281]
[2737,4,0,0,4.3,281]
[2738,3.9,0,0,3,284]
[2739,3.8,0,0,3,291]
[2740,3.7,0,0,2.4,293]
[2741,3.5,4,0,2.6,297]
[2742,4.5,47,0,2.4,291]
[2743,5.6,109,9,3.6,293]
[2744,6.9,199,66,3.8,296]
[2745,7.3,161,1,3.4,290]
[2746,7.6,151,0,3,289]
[2747,7.9,181,1,3.6,289]
[2748,8,137,0,3.4,295]
[2749,8.1999999999999993,184,1,3,289]
[2750,8.4,196,3,3,290]
[2751,8.4,156,0,1.7,291]
[2752,8.5,173,7,1.2,284]
[2753,8.3000000000000007,101,0,1.3,284]
[2754,7.9,49,0,1.6,288]
[2755,7.4,17,0,3,290]
[2756,6.9,0,0,2.4,289]
[2757,6.1,0,0,1.8,290]
[2758,5.4,0,0,2.2000000000000002,290]
[2759,4.5999999999999996,0,0,1.2,288]
[2760,3.8,0,0,2,284]
[2761,3.2,0,0,4.5,284]
[2762,2.5,0,0,4.5,286]
[2763,2.2000000000000002,0,0,4,287]
[2764,2,0,0,4.5,287]
[2765,2.1,2,0,4.5,288]
[2766,2.2000000000000002,9,0,3.8,288]
[2767,3.8,155,128,4.5,269]
[2768,4.3,117,0,5.3,280]
[2769,4.3,62,0,5.3,288]
[2770,5,216,17,5.3,277]
[2771,6.2,345,73,5.9,275]
[2772,7.3,392,102,5.3,273]
[2773,8.8000000000000007,582,487,5,263]
[2774,9.8000000000000007,514,423,4.5,267]
[2775,10.4,467,432,4.3,265]
[2776,10.4,252,99,5,277]
[2777,9.6,79,0,6.2,289]
[2778,8.9,62,0,5.9,287]
[2779,8.3000000000000007,61,154,5.6,273]
[2780,7.5,0,0,5.6,275]
[2781,6.7,0,0,6.6,280]
[2782,5.7,0,0,6.2,291]
[2783,5.0999999999999996,0,0,7,292]
[2784,4.2,0,0,5.6,290]
[2785,3.4,0,0,5.6,291]
[2786,2.5,0,0,4.5,292]
[2787,2.1,0,0,3.6,290]
[2788,1.8,0,0,4.3,292]
[2789,1.9,6,0,2.6,294]
[2790,3.1,76,81,2.2000000000000002,285]
[2791,4.3,148,79,4,288]
[2792,5.5,221,74,3.3,285]
[2793,6.5,278,64,4.3,283]
[2794,7.8,367,133,5.9,280]
[2795,8.9,420,148,5.6,278]
[2796,10,479,205,5,277]
[2797,11,540,367,4.5,272]
[2798,11.9,547,537,4,270]
[2799,12.4,479,520,5,270]
[2800,12.6,401,594,5.9,271]
[2801,12.3,291,559,6.6,271]
[2802,11.6,171,452,6.2,277]
[2803,10.6,75,301,7,275]
[2804,9.5,3,0,5,274]
[2805,8,0,0,4,280]
[2806,6.5,0,0,3.6,281]
[2807,5,0,0,4.3,280]
[2808,3.5,0,0,3.6,279]
[2809,2.2999999999999998,0,0,2.8,281]
[2810,1.1000000000000001,0,0,2.4,281]
[2811,0.5,0,0,3.3,280]
[2812,0,0,0,3.4,281]
[2813,0.3,11,0,2.4,282]
[2814,1.4,83,116,0.9,276]
[2815,2.6,162,107,1,271]
[2816,3.9,255,126,1.3,271]
[2817,5.0999999999999996,334,128,3,272]
[2818,6.1,370,134,3.6,265]
[2819,7.1,429,158,3,264]
[2820,8,478,201,3.6,257]
[2821,8.6999999999999993,479,214,5.3,257]
[2822,9.3000000000000007,477,310,5.6,256]
[2823,9.5,419,311,4.5,255]
[2824,9.5,333,302,5.6,256]
[2825,9,219,134,4.8,257]
[2826,8.1999999999999993,127,112,5,262]
[2827,7.2,45,44,5.6,265]
[2828,6.2,1,0,6.2,260]
[2829,4.5,0,0,6.2,255]
[2830,2.8,0,0,5.6,249]
[2831,1.1000000000000001,0,0,3,246]
[2832,-0.7,0,0,2.8,244]
[2833,-1.9,0,0,2.8,251]
[2834,-3.3,0,0,3.3,254]
[2835,-4.2,0,0,4.5,251]
[2836,-4.8,0,0,4,242]
[2837,-4.5,16,0,2.4,240]
[2838,-3,129,286,1.5,225]
[2839,-1.4,260,663,1.6,222]
[2840,0.4,398,791,2.4,221]
[2841,2.1,520,852,1.7,224]
[2842,3.7,625,895,1.7,225]
[2843,5,691,902,1.5,228]
[2844,6.1,714,889,2.2000000000000002,231]
[2845,6.8,704,889,2.6,228]
[2846,7.2,647,854,1.6,229]
[2847,7.3,569,852,1.6,230]
[2848,7,453,779,2.4,233]
[2849,6.2,318,681,2.8,232]
[2850,5,186,532,2.8,236]
[2851,3.6,73,333,2.6,238]
[2852,2.1,2,0,2.2000000000000002,238]
[2853,0.5,0,0,1.6,239]
[2854,-1.1000000000000001,0,0,1.7,236]
[2855,-2.7,0,0,1.5,236]
[2856,-4.3,0,0,2.2000000000000002,235]
[2857,-4.7,0,0,3.6,234]
[2858,-5.2,0,0,4.5,238]
[2859,-5.5,0,0,4.5,241]
[2860,-5.8,0,0,4.5,241]
[2861,-5.5,17,0,2.4,247]
[2862,-4,127,270,1.8,236]
[2863,-2.4,245,550,2.2000000000000002,236]
[2864,-0.8,361,591,2.6,238]
[2865,0.9,486,689,3.3,235]
[2866,2.5,607,802,4,236]
[2867,3.9,659,788,3.8,238]
[2868,4.9000000000000004,682,772,4.3,241]
[2869,5.7,672,752,4.5,239]
[2870,6,597,646,4,240]
[2871,6.1,524,666,3.6,245]
[2872,5.7,422,639,3,249]
[2873,4.9000000000000004,299,558,3.6,256]
[2874,3.7,171,404,3,258]
[2875,2.2999999999999998,67,205,3.4,259]
[2876,0.8,1,0,2.8,257]
[2877,0.6,0,0,2,264]
[2878,0.4,0,0,1.5,268]
[2879,1.2,0,0,2,270]
[2880,2,0,0,2.8,272]
[2881,2.7,0,0,3.2,272]
[2882,3.5,0,0,2.1,280]
[2883,4.3,0,0,1.7,279]
[2884,4.3,0,0,1.1000000000000001,278]
[2885,4.7,29,101,0.6,277]
[2886,5.4,98,101,0.9,276]
[2887,6.5,189,133,1.5,275]
[2888,7.6,275,147,1.4,277]
[2889,8.6,342,127,2.5,279]
[2890,9.6,414,166,4,278]
[2891,10.6,465,198,6.2,277]
[2892,11.4,505,232,6.8,275]
[2893,12.1,489,190,5.4,276]
[2894,12.5,440,166,5.4,276]
[2895,12.7,385,193,7.8,278]
[2896,12.6,291,107,5.9,282]
[2897,12.3,205,90,7,284]
[2898,11.7,120,58,4.7,285]
[2899,11,47,25,4,294]
[2900,10.3,1,0,2.8,291]
[2901,9.4,0,0,2,289]
[2902,8.5,0,0,2.7,286]
[2903,7.7,0,0,2.8,279]
[2904,6.8,0,0,3,276]
[2905,6,0,0,3,275]
[2906,5.2,0,0,3.6,271]
[2907,4.3,0,0,3.8,265]
[2908,4.2,0,0,3.2,262]
[2909,4.8,40,182,1.7,265]
[2910,5.8,135,439,1.5,261]
[2911,7.2,266,643,2,259]
[2912,8.8000000000000007,400,752,3,259]
[2913,10.3,509,764,4.2,264]
[2914,11.8,613,817,4.2,264]
[2915,13.2,674,814,3.8,264]
[2916,14.3,704,822,4.2,264]
[2917,15.1,698,834,3.6,267]
[2918,15.7,637,759,2.5,269]
[2919,15.9,545,720,1.8,268]
[2920,15.9,438,679,1.7,269]
[2921,15.4,317,607,1.7,271]
[2922,14.6,189,489,2,276]
[2923,13.5,75,256,1.1000000000000001,280]
[2924,12.4,2,0,0.6,280]
[2925,11.4,0,0,0.5,288]
[2926,10.5,0,0,0.8,285]
[2927,9.5,0,0,0.5,286]
[2928,8.6,0,0,0.9,284]
[2929,8.1999999999999993,0,0,1.4,285]
[2930,7.7,0,0,1.7,287]
[2931,7.3,0,0,1.8,286]
[2932,7.3,0,0,1.7,288]
[2933,7.4,5,0,1.8,288]
[2934,8.1,78,33,1.5,289]
[2935,8.6999999999999993,99,0,0.9,297]
[2936,8.6999999999999993,69,0,0.5,318]
[2937,9.4,165,2,0.5,318]
[2938,10.6,349,101,0.2,296]
[2939,10.9,184,4,0.7,297]
[2940,11.1,178,6,0.9,300]
[2941,12.4,566,343,0.9,279]
[2942,13.7,634,628,1,274]
[2943,14,355,149,1.3,289]
[2944,14.3,328,221,0.3,284]
[2945,14.6,398,639,0.5,267]
[2946,14.4,177,304,0.4,283]
[2947,14,101,301,0.4,280]
[2948,13.3,8,0,0.2,279]
[2949,12.6,0,0,0.4,285]
[2950,11.8,0,0,0.5,286]
[2951,11.1,0,0,0.6,288]
[2952,10.4,0,0,0.9,289]
[2953,9.5,0,0,1.5,303]
[2954,8.6999999999999993,0,0,1.7,309]
[2955,7.9,0,0,1.3,307]
[2956,7.2,0,0,1.5,308]
[2957,8,15,0,1.8,314]
[2958,8.5,46,0,2.7,317]
[2959,9.1,87,0,2.2999999999999998,318]
[2960,9.1999999999999993,138,0,2.2999999999999998,320]
[2961,10,181,4,2.5,324]
[2962,10.7,212,6,3.6,324]
[2963,11.2,235,8,3.4,327]
[2964,11.6,250,9,2.1,329]
[2965,12,240,8,2.1,316]
[2966,12.1,214,6,2.7,310]
[2967,12.2,193,5,2.2999999999999998,312]
[2968,12.2,156,1,2.1,327]
[2969,12.1,109,0,2.2999999999999998,316]
[2970,11.8,68,0,2.2999999999999998,316]
[2971,11.4,28,0,3.2,332]
[2972,11,1,0,2.7,330]
[2973,10.199999999999999,0,0,2.1,323]
[2974,9.5,0,0,1.3,317]
[2975,8.8000000000000007,0,0,1.4,315]
[2976,8,0,0,1,312]
[2977,7.3,0,0,0.7,305]
[2978,6.6,0,0,0.6,303]
[2979,5.9,0,0,0.8,300]
[2980,5.9,0,0,0.4,298]
[2981,6.5,44,204,0.5,298]
[2982,7.5,135,336,0.2,293]
[2983,8.8000000000000007,250,433,0.4,287]
[2984,10.3,368,506,0.2,288]
[2985,11.7,477,560,0.2,289]
[2986,13.1,561,582,0.1,283]
[2987,14.3,617,575,0.3,280]
[2988,15.4,649,588,0.5,281]
[2989,16.2,643,599,0.8,290]
[2990,16.7,599,599,0.4,290]
[2991,17,526,601,0.7,289]
[2992,17,428,562,0.9,290]
[2993,16.600000000000001,310,496,1.4,292]
[2994,15.9,190,393,1.4,295]
[2995,15,84,250,0.9,297]
[2996,13.9,6,0,0.8,296]
[2997,12.5,0,0,0.8,301]
[2998,11.1,0,0,0.6,298]
[2999,9.8000000000000007,0,0,1.3,296]
[3000,8.4,0,0,1.7,292]
[3001,7.4,0,0,1.8,286]
[3002,6.3,0,0,1,281]
[3003,5.2,0,0,1.1000000000000001,277]
[3004,5.0999999999999996,0,0,1,276]
[3005,5.8,55,295,1,278]
[3006,7,164,574,1.3,277]
[3007,8.6,299,738,0.8,276]
[3008,10.3,436,839,0.8,280]
[3009,12,561,889,1.4,285]
[3010,13.6,658,906,1.7,283]
[3011,15,726,919,1.8,284]
[3012,16.100000000000001,754,922,1.8,290]
[3013,17,745,923,2.2999999999999998,291]
[3014,17.600000000000001,693,909,3.6,289]
[3015,17.899999999999999,607,886,4.4000000000000004,292]
[3016,17.899999999999999,492,845,3.2,293]
[3017,17.399999999999999,360,772,2.5,294]
[3018,16.600000000000001,223,638,3.2,295]
[3019,15.4,99,418,4.7,300]
[3020,14.2,6,0,5.6,301]
[3021,12.9,0,0,2.2999999999999998,307]
[3022,11.6,0,0,2.2999999999999998,308]
[3023,10.3,0,0,1.5,308]
[3024,9,0,0,2,312]
[3025,8.3000000000000007,0,0,3.2,309]
[3026,7.6,0,0,3.6,311]
[3027,6.8,0,0,3.4,311]
[3028,6.8,0,0,3.4,316]
[3029,7.1,21,0,3,319]
[3030,7.5,60,0,2,320]
[3031,8.1,107,0,3.4,321]
[3032,8.6999999999999993,152,2,2.2999999999999998,321]
[3033,9.3000000000000007,208,9,2.7,316]
[3034,9.8000000000000007,239,11,2.8,321]
[3035,10.4,257,11,3.4,315]
[3036,10.8,255,10,4,315]
[3037,11.1,265,12,3.2,314]
[3038,11.3,239,9,3.8,315]
[3039,11.4,209,7,2.8,327]
[3040,11.3,161,2,3.2,328]
[3041,11.2,118,0,3,315]
[3042,10.9,67,0,2.8,311]
[3043,10.5,29,0,3.4,311]
[3044,9.5,2,0,3,329]
[3045,9.1,0,0,3.2,326]
[3046,8.4,0,0,3,323]
[3047,7.4,0,0,2.2999999999999998,313]
[3048,6.4,0,0,1.5,309]
[3049,5.4,0,0,1.5,304]
[3050,4,0,0,2.5,294]
[3051,2.7,0,0,4.2,289]
[3052,2.7,1,0,3,290]
[3053,3.2,38,37,2.7,288]
[3054,4,100,61,2.5,282]
[3055,5,189,100,2.7,284]
[3056,6.1,284,126,3.6,287]
[3057,7.4,395,187,4.2,291]
[3058,8.5,429,183,4.7,281]
[3059,9.4,459,162,3.6,271]
[3060,10.1,459,138,2.7,270]
[3061,10.7,475,147,3.4,271]
[3062,11.1,448,174,3.6,270]
[3063,11.3,419,219,3,271]
[3064,11.5,390,382,2.7,270]
[3065,11.4,296,410,3.2,266]
[3066,11,204,431,4.2,262]
[3067,10.3,110,265,4.7,261]
[3068,9.5,15,0,4.4000000000000004,274]
[3069,8.1,0,0,4,273]
[3070,6.7,0,0,4.4000000000000004,271]
[3071,5.3,0,0,4,266]
[3072,4,0,0,3.6,264]
[3073,2.9,0,0,5.0999999999999996,266]
[3074,1.9,0,0,4.2,258]
[3075,0.8,0,0,3.2,256]
[3076,0.8,1,0,3.2,251]
[3077,1.5,52,213,2.8,255]
[3078,2.5,140,318,2.1,252]
[3079,3.8,262,455,2.5,249]
[3080,5.3,395,596,2,246]
[3081,6.8,508,651,2.1,247]
[3082,8.3000000000000007,602,681,2.7,249]
[3083,9.6,665,693,3.2,246]
[3084,10.6,671,611,3.4,249]
[3085,11.2,621,518,4,251]
[3086,11.7,585,531,4.4000000000000004,255]
[3087,11.8,476,373,4.7,258]
[3088,11.6,371,322,6.5,257]
[3089,11.1,268,272,7.3,261]
[3090,10.199999999999999,144,87,5.9,264]
[3091,9.1999999999999993,64,49,4.7,270]
[3092,8.1999999999999993,2,0,3.6,289]
[3093,6.9,0,0,3,286]
[3094,5.7,0,0,2.8,281]
[3095,4.4000000000000004,0,0,2.1,273]
[3096,3.2,0,0,1.3,266]
[3097,2.2999999999999998,0,0,1.5,262]
[3098,1.3,0,0,1.5,259]
[3099,0.4,0,0,3.8,253]
[3100,0.3,1,0,3.4,251]
[3101,1,55,199,1.4,249]
[3102,1.9,133,250,1.1000000000000001,253]
[3103,3.1,241,326,1.5,254]
[3104,4.4000000000000004,344,351,1.5,252]
[3105,5.6,422,332,2.5,250]
[3106,6.8,511,372,3.2,250]
[3107,7.8,570,391,4,250]
[3108,8.6,548,284,3.8,255]
[3109,9.3000000000000007,583,388,4.4000000000000004,254]
[3110,9.6999999999999993,523,335,3.6,258]
[3111,9.8000000000000007,427,224,4.9000000000000004,262]
[3112,9.6,330,132,4.9000000000000004,267]
[3113,9.1,236,110,4.4000000000000004,267]
[3114,8.4,144,83,4,274]
[3115,7.5,64,41,2.8,279]
[3116,6.6,2,0,1.4,295]
[3117,6,0,0,1.1000000000000001,295]
[3118,5.4,0,0,0.9,293]
[3119,4.8,0,0,1.1000000000000001,289]
[3120,4.2,0,0,1,287]
[3121,4.0999999999999996,0,0,0.8,280]
[3122,4,0,0,1.4,280]
[3123,3.9,0,0,0.9,276]
[3124,4,2,0,1.8,274]
[3125,4.8,60,258,2.5,278]
[3126,5.9,147,302,2.5,284]
[3127,6.5,170,67,2.7,287]
[3128,7.3,232,49,2.7,287]
[3129,8.1999999999999993,311,95,2.7,287]
[3130,9.5,494,296,3.2,275]
[3131,10.4,461,152,3.6,281]
[3132,11.2,498,179,3.8,277]
[3133,11.8,474,138,5.0999999999999996,280]
[3134,12.2,438,132,5.4,280]
[3135,12.3,386,149,5.0999999999999996,278]
[3136,12.1,236,31,4.9000000000000004,285]
[3137,11.7,187,27,4.9000000000000004,286]
[3138,11.2,144,94,3.8,281]
[3139,10.5,50,0,3.2,293]
[3140,9.8000000000000007,2,0,3.8,303]
[3141,8.4,0,0,3.6,304]
[3142,6.9,0,0,3.6,314]
[3143,5.6,0,0,3.8,311]
[3144,4.2,0,0,3.2,303]
[3145,2.8,0,0,2.2999999999999998,303]
[3146,1.4,0,0,1.8,297]
[3147,-0.1,0,0,1.8,288]
[3148,0,1,0,2,288]
[3149,0,6,0,1.4,287]
[3150,0.4,54,0,1.3,280]
[3151,1.3,139,15,1.7,273]
[3152,2.2999999999999998,223,29,2.7,268]
[3153,3.3,290,55,2.2999999999999998,271]
[3154,5.0999999999999996,541,404,2,263]
[3155,6.6,587,387,1,265]
[3156,7.2,419,99,1,275]
[3157,6.8,148,0,1,290]
[3158,7.1,367,81,1.7,278]
[3159,7.4,415,210,1.7,274]
[3160,7.7,380,288,2.1,274]
[3161,7.9,428,730,2,266]
[3162,7.8,261,699,3.2,269]
[3163,7.3,134,374,1.5,269]
[3164,6.5,25,0,2.7,282]
[3165,5.7,0,0,3,281]
[3166,5,0,0,3,283]
[3167,4.3,0,0,3.6,278]
[3168,3.6,0,0,4.7,277]
[3169,3.4,0,0,3,275]
[3170,3.1,0,0,2.7,272]
[3171,2.9,0,0,4.2,272]
[3172,2.9,3,0,5.6,274]
[3173,3.8,76,344,5.6,275]
[3174,5,183,536,5.6,279]
[3175,6.4,324,737,4.7,275]
[3176,8,475,836,5.0999999999999996,275]
[3177,9.5,578,837,4.4000000000000004,271]
[3178,11.1,737,922,5.9,262]
[3179,12.5,785,781,5.6,261]
[3180,12.4,372,74,6.5,286]
[3181,12.2,353,29,5.4,287]
[3182,11.8,314,26,4.2,292]
[3183,11.4,272,21,4.9000000000000004,294]
[3184,10.9,205,10,4,295]
[3185,10.199999999999999,164,11,3.6,294]
[3186,9.5,94,0,6.2,297]
[3187,8.6999999999999993,54,0,5.6,299]
[3188,7.9,8,0,5.6,301]
[3189,7.3,0,0,3.4,303]
[3190,6.6,0,0,3,302]
[3191,5.9,0,0,3,298]
[3192,5.3,0,0,3,295]
[3193,4.8,0,0,4,292]
[3194,4.4000000000000004,0,0,4.2,291]
[3195,3.9,0,0,3.6,287]
[3196,4,4,0,3.2,287]
[3197,4.5999999999999996,59,176,4.2,287]
[3198,5.5,136,140,4.2,284]
[3199,6.3,196,93,3.8,288]
[3200,7.1,266,85,2.7,289]
[3201,7.7,291,41,1.8,291]
[3202,8.1999999999999993,310,28,2.8,291]
[3203,8.8000000000000007,376,40,3.2,285]
[3204,9.3000000000000007,397,69,3.6,288]
[3205,9.6,356,31,4.9000000000000004,293]
[3206,9.6,254,10,4.4000000000000004,300]
[3207,9.5,223,8,4.7,303]
[3208,9,124,0,4,312]
[3209,8.5,72,0,4.2,316]
[3210,7.9,22,0,6.5,318]
[3211,7.3,18,0,6.8,312]
[3212,6.8,3,0,6.2,313]
[3213,6.3,0,0,7,309]
[3214,6.3,0,0,9.6999999999999993,311]
[3215,6.9,0,0,8.9,310]
[3216,7.1,0,0,9.3000000000000007,310]
[3217,7.5,0,0,9.1,315]
[3218,7.8,0,0,8,316]
[3219,8.1,0,0,8.9,317]
[3220,8.3000000000000007,8,0,7.3,317]
[3221,8.6999999999999993,33,0,7.8,315]
[3222,9.3000000000000007,91,8,7.3,315]
[3223,10,142,10,7.9,318]
[3224,11,260,89,9.6999999999999993,300]
[3225,12.1,364,163,9.3000000000000007,299]
[3226,12.6,319,31,9.3000000000000007,320]
[3227,13.4,349,31,8.5,307]
[3228,14.1,441,102,7.8,304]
[3229,14.5,383,53,6.8,309]
[3230,14.6,270,16,5.6,315]
[3231,15,390,163,6.2,306]
[3232,14.9,238,41,6.2,317]
[3233,14.2,32,0,5.6,333]
[3234,13.7,74,0,5.4,339]
[3235,13.1,29,0,6.8,327]
[3236,12.6,16,0,5.6,320]
[3237,12.1,0,0,5.6,321]
[3238,10.8,0,0,4.7,314]
[3239,9.5,0,0,5.4,310]
[3240,8.1999999999999993,0,0,4.9000000000000004,307]
[3241,6.4,0,0,4.7,305]
[3242,4.5,0,0,5.6,297]
[3243,2.6,0,0,6.2,285]
[3244,2.7,4,0,5.9,283]
[3245,3.6,78,325,5.0999999999999996,286]
[3246,4.9000000000000004,187,519,6.5,287]
[3247,6.5,314,644,5.6,287]
[3248,8.1,444,734,5.9,284]
[3249,9.6999999999999993,563,782,5.9,281]
[3250,11.3,663,823,8.5,280]
[3251,12.7,733,852,8.9,280]
[3252,13.8,759,850,12.5,281]
[3253,14.7,750,852,12.5,282]
[3254,15.3,708,864,11.4,282]
[3255,15.6,626,849,10.4,283]
[3256,15.5,517,819,11,286]
[3257,15.1,391,770,10.4,287]
[3258,14.3,258,661,10.4,285]
[3259,13.1,132,481,8.1999999999999993,287]
[3260,11.9,40,234,6.2,289]
[3261,10.6,0,0,5.9,294]
[3262,9.6,0,0,3.8,295]
[3263,8.5,0,0,4.7,296]
[3264,7.4,0,0,5.4,290]
[3265,7.2,0,0,8.1999999999999993,293]
[3266,6.9,0,0,6.8,291]
[3267,6.6,0,0,7.3,287]
[3268,6.7,5,0,6.5,290]
[3269,7.4,55,90,5.9,292]
[3270,7.3,42,0,5.0999999999999996,313]
[3271,8.3000000000000007,162,45,5.4,306]
[3272,9.6999999999999993,317,206,5.9,290]
[3273,10.3,243,22,5.0999999999999996,303]
[3274,10.9,313,36,4.7,315]
[3275,10.8,228,10,6.2,329]
[3276,11.1,151,1,6.2,332]
[3277,11.4,280,15,4.4000000000000004,311]
[3278,11.8,334,29,4.9000000000000004,295]
[3279,11.8,261,16,4.2,312]
[3280,11.8,201,8,4,301]
[3281,11.5,128,0,3.4,302]
[3282,11.4,173,163,3.4,290]
[3283,10.9,45,0,3.8,299]
[3284,10.4,12,0,4,298]
[3285,9.9,0,0,4.4000000000000004,299]
[3286,9.1,0,0,2.7,304]
[3287,8.3000000000000007,0,0,2.2999999999999998,305]
[3288,7.6,0,0,3.4,302]
[3289,7.1,0,0,1.8,302]
[3290,6.7,0,0,2,298]
[3291,6.3,0,0,1.3,299]
[3292,6.3,1,0,1.3,310]
[3293,6.4,12,0,1.7,311]
[3294,6.5,18,0,1.7,313]
[3295,6.6,30,0,1.7,312]
[3296,6.4,42,0,1.5,315]
[3297,8.3000000000000007,313,86,3.2,302]
[3298,9.1,284,23,3.6,312]
[3299,10.3,436,124,4,293]
[3300,10.6,222,9,5.4,297]
[3301,10.8,247,7,4.7,295]
[3302,11.2,310,21,6.5,295]
[3303,11.4,238,10,4.9000000000000004,298]
[3304,11.4,192,6,4.2,298]
[3305,11.1,87,0,3.6,304]
[3306,10.7,62,0,3.6,304]
[3307,10.5,85,85,3.2,293]
[3308,10.1,13,0,2.8,288]
[3309,9.6,0,0,2.7,301]
[3310,8.9,0,0,4.4000000000000004,312]
[3311,8.1999999999999993,0,0,4.2,308]
[3312,7.4,0,0,4.2,304]
[3313,6.7,0,0,3.4,300]
[3314,5.9,0,0,2.2999999999999998,296]
[3315,5.0999999999999996,0,0,2.8,292]
[3316,5.0999999999999996,4,0,1.7,292]
[3317,5.9,59,53,2,293]
[3318,7,150,154,2.1,280]
[3319,8,225,134,2.2999999999999998,280]
[3320,9.1999999999999993,329,171,3,281]
[3321,10.7,458,357,2.2999999999999998,282]
[3322,12,546,397,3.2,279]
[3323,13.2,601,401,3,282]
[3324,14.5,693,618,2.1,279]
[3325,15.4,672,579,2.7,280]
[3326,15.9,601,482,2.8,288]
[3327,16.100000000000001,488,339,3.6,294]
[3328,16.100000000000001,433,426,5.0999999999999996,291]
[3329,15.9,381,638,4.7,288]
[3330,15.3,251,574,4.9000000000000004,290]
[3331,14.4,141,479,2.5,292]
[3332,13.4,52,336,1.8,293]
[3333,12.3,1,0,1.7,293]
[3334,11.6,0,0,1.7,294]
[3335,11,0,0,1.7,294]
[3336,10.3,0,0,1.3,296]
[3337,10.4,0,0,0.9,292]
[3338,10.3,0,0,0.8,296]
[3339,10.3,0,0,0.8,298]
[3340,10.3,4,0,0.5,301]
[3341,11.4,78,251,0.5,307]
[3342,12.5,159,270,0.9,311]
[3343,13.7,259,317,0.4,314]
[3344,15.2,389,424,0.4,317]
[3345,16.600000000000001,458,364,0.8,322]
[3346,17.7,503,296,1.1000000000000001,322]
[3347,18.8,573,334,0.9,320]
[3348,19.7,598,370,2.1,321]
[3349,20.3,584,337,2,321]
[3350,20.9,589,452,2.2999999999999998,318]
[3351,21.1,513,398,1.8,323]
[3352,21.3,487,608,1.4,321]
[3353,21.2,381,660,2.2999999999999998,319]
[3354,20.7,269,633,2,321]
[3355,19.8,132,417,2.2999999999999998,319]
[3356,18.8,50,225,3.2,318]
[3357,17.7,0,0,1.5,315]
[3358,16.3,0,0,1.1000000000000001,322]
[3359,14.9,0,0,1.1000000000000001,318]
[3360,13.5,0,0,0.9,317]
[3361,12.7,0,0,1.1000000000000001,317]
[3362,11.8,0,0,1.7,312]
[3363,11,0,0,1.8,308]
[3364,11.1,6,0,2.7,307]
[3365,11.9,67,86,2,312]
[3366,12.9,140,111,2.8,310]
[3367,14,228,124,2.5,311]
[3368,15.1,313,129,2.1,307]
[3369,16.100000000000001,367,140,2.5,311]
[3370,17.2,459,186,3.4,308]
[3371,18.100000000000001,503,163,2.1,308]
[3372,18.899999999999999,507,191,2.7,308]
[3373,19.399999999999999,479,139,2.2999999999999998,309]
[3374,19.600000000000001,421,108,4,311]
[3375,19.8,395,136,4.7,310]
[3376,19.8,351,136,5.0999999999999996,308]
[3377,19.5,239,84,4,310]
[3378,18.899999999999999,171,95,3.4,310]
[3379,18.2,83,40,2.1,316]
[3380,17.399999999999999,30,20,1.7,319]
[3381,16.600000000000001,0,0,1.5,315]
[3382,14.7,0,0,1.8,315]
[3383,12.8,0,0,1.8,310]
[3384,11,0,0,2.7,307]
[3385,9.5,0,0,3,310]
[3386,7.9,0,0,3.4,308]
[3387,6.3,0,0,4.7,300]
[3388,6.5,9,0,3.6,302]
[3389,7.6,95,211,3.4,287]
[3390,9,202,523,3.6,283]
[3391,10.5,329,641,4.2,282]
[3392,12.2,457,722,4,284]
[3393,13.8,576,771,5.0999999999999996,284]
[3394,15.4,673,807,5.0999999999999996,283]
[3395,16.7,735,813,7,285]
[3396,17.899999999999999,761,809,8,287]
[3397,18.7,750,806,8.5,291]
[3398,19.3,703,797,7,290]
[3399,19.5,627,795,7.8,296]
[3400,19.5,523,781,5.9,293]
[3401,19.100000000000001,397,721,6.2,296]
[3402,18.2,269,631,5.4,303]
[3403,17.100000000000001,144,466,6.2,308]
[3404,15.9,50,256,4.4000000000000004,309]
[3405,14.6,0,0,3.2,314]
[3406,13,0,0,2.1,317]
[3407,11.4,0,0,2.5,318]
[3408,9.9,0,0,2.5,320]
[3409,9.1,0,0,2.8,320]
[3410,8.1999999999999993,0,0,2.7,320]
[3411,7.4,0,0,4.7,318]
[3412,7.6,10,0,5.4,318]
[3413,8.8000000000000007,96,214,4.9000000000000004,305]
[3414,10.199999999999999,205,528,5.0999999999999996,308]
[3415,11.7,333,650,4.7,305]
[3416,13.4,458,719,4.9000000000000004,305]
[3417,15,570,743,6.5,308]
[3418,16.5,658,745,7.3,301]
[3419,17.8,715,735,7.6,302]
[3420,18.899999999999999,741,733,7.8,305]
[3421,19.7,727,718,7.6,306]
[3422,20.2,680,709,7.6,306]
[3423,20.5,603,698,5.9,306]
[3424,20.399999999999999,499,674,6.8,303]
[3425,20,384,641,6.8,301]
[3426,19.2,258,550,8.1999999999999993,300]
[3427,18.2,138,406,7.3,304]
[3428,16.899999999999999,47,185,7.6,303]
[3429,15.7,0,0,7,305]
[3430,13.6,0,0,6.5,305]
[3431,11.5,0,0,5.6,300]
[3432,9.4,0,0,4,296]
[3433,8,0,0,4.7,300]
[3434,6.4,0,0,7.6,293]
[3435,4.9000000000000004,0,0,9.9,294]
[3436,5.2,12,0,8.1999999999999993,295]
[3437,6.4,106,252,8.5,284]
[3438,7.9,223,641,8.9,278]
[3439,9.6,357,766,8.5,278]
[3440,11.3,486,824,6.8,279]
[3441,13,601,848,7.3,283]
[3442,14.5,695,864,7.3,281]
[3443,15.9,756,864,7,281]
[3444,17,784,867,6.8,281]
[3445,17.899999999999999,778,876,5.0999999999999996,288]
[3446,18.399999999999999,725,854,6.5,290]
[3447,18.7,643,834,6.2,290]
[3448,18.600000000000001,535,806,5.9,290]
[3449,18.2,412,764,5.9,290]
[3450,17.3,280,672,6.5,294]
[3451,16.2,154,515,5.6,295]
[3452,14.9,54,285,4.2,306]
[3453,13.5,1,0,3.6,310]
[3454,11.7,0,0,2.2999999999999998,307]
[3455,9.9,0,0,1.7,303]
[3456,8.1,0,0,1.7,299]
[3457,7.1,0,0,2,298]
[3458,6,0,0,1.1000000000000001,296]
[3459,4.9000000000000004,0,0,1.7,296]
[3460,5.2,14,0,1.5,300]
[3461,6.6,116,293,0.6,284]
[3462,8.1999999999999993,243,728,1,284]
[3463,10,385,841,0.9,285]
[3464,11.8,525,909,0.9,285]
[3465,13.6,650,943,2.1,287]
[3466,15.3,747,959,2.5,287]
[3467,16.7,813,967,2.2999999999999998,285]
[3468,17.899999999999999,841,970,2,287]
[3469,18.8,826,963,2.2999999999999998,286]
[3470,19.399999999999999,773,953,4,289]
[3471,19.600000000000001,687,935,4.2,290]
[3472,19.600000000000001,571,903,5.4,294]
[3473,19,433,806,4.7,295]
[3474,18.100000000000001,291,712,4.4000000000000004,299]
[3475,16.899999999999999,159,536,4,301]
[3476,15.5,57,295,2.5,306]
[3477,14,0,0,1.5,302]
[3478,12.4,0,0,1,309]
[3479,10.8,0,0,1.3,310]
[3480,9.1999999999999993,0,0,1.4,307]
[3481,8.5,0,0,1.8,305]
[3482,7.6,0,0,1.7,309]
[3483,6.8,0,0,3,306]
[3484,7.1,13,0,1.8,309]
[3485,8.3000000000000007,101,217,0.8,298]
[3486,9.6999999999999993,210,518,0.8,298]
[3487,11.2,336,633,0.7,297]
[3488,12.7,438,610,1.1000000000000001,299]
[3489,14.2,556,665,1.5,302]
[3490,15.7,648,671,2.8,301]
[3491,16.899999999999999,681,606,3.6,301]
[3492,17.899999999999999,727,663,4.2,307]
[3493,18.7,718,667,4.9000000000000004,308]
[3494,19.2,688,696,6.2,311]
[3495,19.5,599,646,5.0999999999999996,314]
[3496,19.399999999999999,494,614,6.5,316]
[3497,18.899999999999999,362,503,7,320]
[3498,18.100000000000001,251,429,6.2,320]
[3499,17,138,360,4.7,321]
[3500,15.8,54,237,4.2,322]
[3501,14.6,1,0,3,326]
[3502,13.7,0,0,2.5,333]
[3503,12.7,0,0,1.8,331]
[3504,11.8,0,0,3,332]
[3505,11.7,0,0,3.4,334]
[3506,11.6,0,0,2.7,340]
[3507,11.5,0,0,2.5,341]
[3508,11.7,6,0,2.5,345]
[3509,12.2,44,0,3.4,341]
[3510,12.9,108,12,3.6,338]
[3511,13.8,182,29,3.8,334]
[3512,14.8,252,42,3.8,335]
[3513,15.6,301,35,3.4,337]
[3514,16.3,308,21,3.8,339]
[3515,16.899999999999999,347,28,3.6,335]
[3516,17.3,354,31,3.2,332]
[3517,17.7,357,34,4.4000000000000004,335]
[3518,18,344,31,4.9000000000000004,333]
[3519,18.100000000000001,305,30,5.4,348]
[3520,17.899999999999999,262,33,4.7,356]
[3521,17.899999999999999,204,29,4.2,347]
[3522,17.600000000000001,134,12,2.5,334]
[3523,16.899999999999999,69,0,1.8,351]
[3524,16.399999999999999,26,0,2.1,343]
[3525,15.8,1,0,2.7,342]
[3526,14.7,0,0,2.8,341]
[3527,13.7,0,0,2.2999999999999998,333]
[3528,12.6,0,0,1.7,330]
[3529,11.9,0,0,2.5,328]
[3530,11.1,0,0,2,324]
[3531,10.3,0,0,1.5,318]
[3532,10.7,30,197,1.3,319]
[3533,11.7,117,489,1.3,317]
[3534,13,230,641,2.5,313]
[3535,14.5,344,624,3.6,313]
[3536,15.9,416,467,2.5,316]
[3537,17.2,518,506,2.5,319]
[3538,18.600000000000001,595,519,2.2999999999999998,322]
[3539,19.899999999999999,679,570,3.2,322]
[3540,20.8,656,478,2.8,325]
[3541,21.5,618,382,2.1,330]
[3542,22,603,447,1.7,330]
[3543,22.1,507,354,2.2999999999999998,333]
[3544,22.1,430,372,2.1,332]
[3545,21.8,354,432,2.2999999999999998,329]
[3546,21.3,260,485,1.3,327]
[3547,20.399999999999999,137,291,0.6,329]
[3548,19.399999999999999,60,203,0.3,331]
[3549,18.3,2,0,0.1,328]
[3550,16.3,0,0,0.1,324]
[3551,14.4,0,0,0.1,322]
[3552,12.4,0,0,0.2,318]
[3553,11.1,0,0,0.7,312]
[3554,9.6999999999999993,0,0,0.5,309]
[3555,8.4,0,0,0.5,304]
[3556,8.6999999999999993,29,184,0.6,301]
[3557,9.6999999999999993,129,447,0.6,301]
[3558,10.9,225,485,0.5,305]
[3559,12.5,399,762,0.9,303]
[3560,14.4,566,775,0.7,300]
[3561,15.5,532,522,1.4,316]
[3562,16.399999999999999,533,304,1.8,317]
[3563,16.8,450,116,2.2999999999999998,321]
[3564,17.100000000000001,443,104,2.1,321]
[3565,17.5,513,196,2.7,317]
[3566,17.600000000000001,396,74,2.2999999999999998,320]
[3567,17.399999999999999,318,32,3,326]
[3568,16.899999999999999,220,13,3.2,329]
[3569,16.3,175,12,4.7,328]
[3570,15.4,30,0,3.6,338]
[3571,14.5,14,0,2.8,337]
[3572,13.7,28,0,1.8,325]
[3573,12.9,1,0,1.7,323]
[3574,11.3,0,0,2.8,316]
[3575,9.6999999999999993,0,0,1.8,311]
[3576,8.1,0,0,2.8,306]
[3577,7,0,0,2.1,304]
[3578,5.8,0,0,1.5,297]
[3579,4.7,0,0,2.2999999999999998,293]
[3580,5.0999999999999996,34,181,2.5,292]
[3581,6,111,410,1,291]
[3582,7.3,224,571,1,288]
[3583,8.8000000000000007,357,714,1.3,287]
[3584,10.5,484,769,1.3,291]
[3585,12.2,597,794,1.3,293]
[3586,13.8,688,805,1,292]
[3587,15.2,751,815,1.5,291]
[3588,16.399999999999999,769,786,1.7,294]
[3589,17.399999999999999,759,783,2.7,297]
[3590,18,715,781,3,296]
[3591,18.3,634,758,3.4,300]
[3592,18.399999999999999,537,761,4,302]
[3593,18.100000000000001,416,720,3.4,305]
[3594,17.399999999999999,286,622,3,306]
[3595,16.3,162,482,0.9,307]
[3596,15.1,64,298,0.5,312]
[3597,13.8,3,0,0.3,310]
[3598,12.2,0,0,0.9,309]
[3599,10.5,0,0,0.9,300]
[3600,8.8000000000000007,0,0,3,298]
[3601,8,0,0,2.7,295]
[3602,7,0,0,3,289]
[3603,6.1,0,0,4.7,288]
[3604,6.5,34,238,4.4000000000000004,288]
[3605,7.5,122,376,2.8,289]
[3606,8.6999999999999993,208,422,4,289]
[3607,9.9,305,420,5.6,293]
[3608,11.4,435,556,5.4,295]
[3609,13,547,611,4.2,293]
[3610,14.3,610,551,5.4,292]
[3611,15.5,633,464,5.4,290]
[3612,16.399999999999999,647,435,4.2,292]
[3613,17.3,691,573,4.7,292]
[3614,17.8,629,496,4.4000000000000004,296]
[3615,17.899999999999999,503,320,5.4,300]
[3616,17.899999999999999,454,413,5.9,301]
[3617,17.7,374,509,7.3,299]
[3618,17.100000000000001,271,515,6.8,299]
[3619,16.2,142,322,6.5,306]
[3620,15.1,58,196,5.0999999999999996,312]
[3621,14,3,0,4.7,311]
[3622,12.8,0,0,4,310]
[3623,11.6,0,0,5.0999999999999996,307]
[3624,10.4,0,0,5.4,307]
[3625,10.1,0,0,6.5,301]
[3626,9.6999999999999993,0,0,5.5,297]
[3627,9.3000000000000007,0,0,6.2,297]
[3628,9.6,24,41,6.5,295]
[3629,10.5,130,466,5.8,295]
[3630,11.7,258,645,5.5,291]
[3631,13.1,410,717,5.8,290]
[3632,14.1,421,426,3.6,298]
[3633,14.9,456,297,3.4,304]
[3634,15.6,507,236,3.6,306]
[3635,16.600000000000001,662,501,3.8,300]
[3636,16.7,386,71,2.7,317]
[3637,16,153,1,2.9,329]
[3638,15.9,299,33,3.8,323]
[3639,16.3,429,182,3.2,310]
[3640,15.9,233,21,2.7,334]
[3641,15.6,191,20,3.4,322]
[3642,15,76,0,3.4,330]
[3643,14.3,30,0,3.8,333]
[3644,13.6,6,0,5.5,335]
[3645,13,1,0,4.5999999999999996,329]
[3646,12,0,0,4.3,327]
[3647,11,0,0,2.9,323]
[3648,10,0,0,1.7,318]
[3649,9.4,0,0,1.3,316]
[3650,8.8000000000000007,0,0,1.2,309]
[3651,8.1999999999999993,0,0,2.6,303]
[3652,8.5,27,92,2.4,302]
[3653,9.1,92,174,2,303]
[3654,10,183,296,2.6,302]
[3655,11.2,302,414,3.2,297]
[3656,12.4,408,431,2.2000000000000002,299]
[3657,13.7,537,546,1.5,297]
[3658,15,640,609,2.2000000000000002,293]
[3659,16.2,708,651,2.7,295]
[3660,17.2,719,607,3.8,297]
[3661,18,688,553,3.6,298]
[3662,18.5,656,577,2.6,296]
[3663,18.7,543,411,3.8,294]
[3664,18.7,426,336,2.7,298]
[3665,18.3,329,320,3.4,300]
[3666,17.7,220,166,2.6,304]
[3667,17,134,217,2.2000000000000002,307]
[3668,16.100000000000001,54,115,3.4,312]
[3669,15.1,3,0,4.5999999999999996,313]
[3670,13.5,0,0,4.0999999999999996,317]
[3671,11.9,0,0,4.8,311]
[3672,10.3,0,0,4.3,306]
[3673,9.1,0,0,4.5999999999999996,300]
[3674,7.8,0,0,4.5999999999999996,295]
[3675,6.6,0,0,4.8,290]
[3676,7,41,298,4.0999999999999996,293]
[3677,7.9,127,511,3.2,294]
[3678,9.1,251,706,3.8,289]
[3679,10.6,390,825,2.9,284]
[3680,12.1,527,890,5.0999999999999996,287]
[3681,13.7,650,924,4.0999999999999996,284]
[3682,15.1,748,941,4.5999999999999996,283]
[3683,16.399999999999999,810,944,5.5,281]
[3684,17.5,834,938,6.9,281]
[3685,18.399999999999999,817,923,6.2,282]
[3686,18.899999999999999,768,913,4.8,278]
[3687,19.2,684,893,4.0999999999999996,285]
[3688,19.3,568,820,4.3,285]
[3689,18.899999999999999,435,756,4.3,285]
[3690,18.3,295,639,4.8,292]
[3691,17.3,167,470,6.2,297]
[3692,16.2,66,245,6.5,299]
[3693,15,2,0,5.8,297]
[3694,13,0,0,4.8,301]
[3695,11,0,0,4.5999999999999996,296]
[3696,8.9,0,0,3.4,290]
[3697,7.6,0,0,3.6,292]
[3698,6.2,0,0,2.4,287]
[3699,4.7,0,0,2.2000000000000002,282]
[3700,5.0999999999999996,37,170,2.4,281]
[3701,5.9,118,420,3.4,281]
[3702,7,227,553,4.3,279]
[3703,8.3000000000000007,358,682,5.3,275]
[3704,9.6999999999999993,476,710,4.0999999999999996,277]
[3705,11,584,720,4.8,281]
[3706,12.3,679,750,4.0999999999999996,282]
[3707,13.5,736,741,4.5999999999999996,286]
[3708,14.5,758,724,4.8,288]
[3709,15.2,759,756,5.8,286]
[3710,15.7,700,682,6.5,289]
[3711,16,608,619,7.3,289]
[3712,15.9,505,597,8.1,291]
[3713,15.6,396,553,7.9,291]
[3714,15,281,516,8.3000000000000007,290]
[3715,14.1,165,398,9,295]
[3716,13.1,67,217,8.6999999999999993,297]
[3717,12,4,0,6.5,299]
[3718,11.2,0,0,5.0999999999999996,307]
[3719,10.4,0,0,4.0999999999999996,307]
[3720,9.6,0,0,5.3,308]
[3721,9.6,0,0,5.8,311]
[3722,9.6999999999999993,0,0,3.4,318]
[3723,9.8000000000000007,0,0,4.3,319]
[3724,10,13,0,5.0999999999999996,321]
[3725,10.1,10,0,5.8,324]
[3726,10.199999999999999,20,0,6.7,334]
[3727,10.199999999999999,31,0,6.7,337]
[3728,10.6,42,0,7.1,336]
[3729,10.8,51,0,7.1,337]
[3730,11,84,0,7.2,336]
[3731,11.3,117,0,7.9,323]
[3732,12,270,19,7.6,316]
[3733,13.6,642,396,6.2,297]
[3734,14.8,610,419,4.5999999999999996,295]
[3735,15.5,439,190,4.8,308]
[3736,16.399999999999999,592,709,2.6,294]
[3737,17,503,857,2.2000000000000002,294]
[3738,17.2,352,687,2.9,297]
[3739,17,143,220,3.4,313]
[3740,16.7,77,194,1.8,312]
[3741,16.2,18,0,2,310]
[3742,15.2,0,0,2,312]
[3743,14.3,0,0,2.2000000000000002,312]
[3744,13.4,0,0,2,312]
[3745,12,0,0,3.2,308]
[3746,10.6,0,0,3.4,307]
[3747,9.1999999999999993,0,0,2.4,304]
[3748,9.4,21,0,3.4,305]
[3749,9.9,68,27,2.7,306]
[3750,10.5,141,67,1.2,302]
[3751,11.3,212,66,0.9,302]
[3752,12.1,283,67,1.5,302]
[3753,12.7,316,41,1.4,305]
[3754,13.3,334,27,2.2000000000000002,303]
[3755,13.4,392,41,2.4,316]
[3756,14.2,416,74,2.4,330]
[3757,14.6,376,31,2,340]
[3758,14.9,357,33,2.2000000000000002,341]
[3759,15,310,25,3.4,329]
[3760,14.9,238,17,3.6,317]
[3761,14.6,159,3,3.4,321]
[3762,14.2,113,0,3.4,335]
[3763,13.7,52,0,4.3,326]
[3764,13.1,24,0,3.6,325]
[3765,12.6,1,0,2,329]
[3766,12,0,0,2.7,329]
[3767,11.4,0,0,3.2,327]
[3768,10.8,0,0,3.2,324]
[3769,10.6,0,0,2.4,329]
[3770,10.4,0,0,2.9,331]
[3771,9.9,0,0,2,329]
[3772,10.4,13,0,1.5,328]
[3773,10.7,39,0,1.7,330]
[3774,11.1,72,0,1.3,331]
[3775,11.4,102,0,1.8,332]
[3776,11.8,132,0,2.7,335]
[3777,12.2,163,1,3.4,337]
[3778,12.6,188,4,2,324]
[3779,13,214,1,2.6,321]
[3780,13.3,227,1,2.7,319]
[3781,13.5,225,2,2.9,318]
[3782,13.8,245,7,2.9,315]
[3783,14,229,8,2.2000000000000002,316]
[3784,14.1,202,6,2.9,314]
[3785,14.1,144,0,2.9,315]
[3786,13.9,98,0,3.8,314]
[3787,13.7,57,0,2.4,314]
[3788,13.4,21,0,2,320]
[3789,12.9,1,0,2.7,331]
[3790,11.3,0,0,3.2,335]
[3791,10.9,0,0,2.7,328]
[3792,10,0,0,3.4,325]
[3793,8.5,0,0,2.2000000000000002,315]
[3794,7,0,0,1.3,307]
[3795,5.4,0,0,1.4,299]
[3796,5.7,29,79,1.3,299]
[3797,6.3,87,98,1,295]
[3798,7.2,177,166,1.4,294]
[3799,8.1999999999999993,271,170,2.4,297]
[3800,9.1999999999999993,361,171,2.6,301]
[3801,10.199999999999999,432,189,2.4,290]
[3802,11.2,497,187,2.2000000000000002,290]
[3803,12,534,205,3.2,293]
[3804,12.7,549,221,2.6,295]
[3805,13.3,575,271,3.4,295]
[3806,13.7,538,205,2.9,296]
[3807,13.9,478,201,2.2000000000000002,301]
[3808,14,420,289,1.8,303]
[3809,13.9,333,290,1.8,301]
[3810,13.5,241,293,1.4,304]
[3811,12.8,142,222,0.8,308]
[3812,12,62,132,0.4,312]
[3813,11.2,6,0,0.1,310]
[3814,10.3,0,0,0.1,313]
[3815,9.4,0,0,0.2,310]
[3816,8.5,0,0,0.5,309]
[3817,8.3000000000000007,0,0,0.9,307]
[3818,8.1,0,0,1.1000000000000001,307]
[3819,7.8,0,0,1.1000000000000001,306]
[3820,8.1,28,31,0.9,310]
[3821,8.6999999999999993,82,71,1.5,314]
[3822,9.5,163,116,2.2000000000000002,310]
[3823,10.3,225,83,1.8,307]
[3824,11,287,70,2.2000000000000002,307]
[3825,11.9,370,117,2.6,307]
[3826,12.7,409,86,2.4,311]
[3827,13.4,449,102,1.1000000000000001,313]
[3828,13.9,458,95,0.8,314]
[3829,14.4,455,110,2,315]
[3830,14.8,473,142,2.9,313]
[3831,15,425,144,2.4,312]
[3832,15.1,388,193,2.4,309]
[3833,15,273,91,2.7,311]
[3834,14.6,194,85,4.3,313]
[3835,14.1,112,62,3.6,315]
[3836,13.4,46,15,3.8,315]
[3837,12.7,2,0,3.8,312]
[3838,12.3,0,0,4.0999999999999996,321]
[3839,11.8,0,0,5.8,321]
[3840,11.4,0,0,5.5,319]
[3841,11.2,0,0,4.5999999999999996,334]
[3842,11,0,0,5.8,336]
[3843,11.4,0,0,5.3,340]
[3844,10,6,0,5.5,336]
[3845,11.8,17,0,5.3,345]
[3846,11.9,34,0,4.3,342]
[3847,12.2,55,0,4.8,342]
[3848,12.4,82,0,6.2,343]
[3849,12.3,104,0,6.5,345]
[3850,13,125,0,7.6,345]
[3851,13.2,133,0,7.1,346]
[3852,13.3,142,0,5.8,347]
[3853,12.8,133,0,5.5,347]
[3854,13.6,133,0,7.1,348]
[3855,13.7,117,0,5.5,349]
[3856,13.8,98,0,4.0999999999999996,350]
[3857,13.8,81,0,3.8,350]
[3858,13.7,52,0,2,351]
[3859,13.4,34,0,2.9,349]
[3860,13.2,14,0,5.0999999999999996,352]
[3861,13.2,2,0,4.8,346]
[3862,12.8,0,0,4.8,341]
[3863,12.3,0,0,5.5,336]
[3864,11.9,0,0,5.5,334]
[3865,11.5,0,0,4.0999999999999996,328]
[3866,11.1,0,0,2.9,324]
[3867,10.6,2,0,2.6,324]
[3868,11.3,49,255,2,323]
[3869,12.1,119,348,1.8,323]
[3870,13.3,228,423,1.8,324]
[3871,14.2,271,213,1.1000000000000001,323]
[3872,14.8,285,93,1.4,338]
[3873,14.5,100,0,2.7,345]
[3874,14.7,225,8,2.6,335]
[3875,15.1,313,20,1.5,345]
[3876,15.1,210,4,1.7,338]
[3877,14.8,66,0,2.9,344]
[3878,15.6,538,259,2.9,317]
[3879,16.2,531,338,2.7,317]
[3880,16.3,293,53,1.8,329]
[3881,15.9,241,66,1.3,342]
[3882,16.100000000000001,226,214,1.7,323]
[3883,16,214,500,2.7,309]
[3884,15.5,72,160,4.0999999999999996,324]
[3885,14.9,7,0,3.4,329]
[3886,14.1,0,0,4.5999999999999996,332]
[3887,13.4,0,0,4.5999999999999996,334]
[3888,12.6,0,0,4.8,333]
[3889,12.6,0,0,3.6,339]
[3890,12.5,0,0,3.8,337]
[3891,12.4,0,0,3.4,338]
[3892,12.4,4,0,1.8,341]
[3893,12.5,13,0,2.2000000000000002,340]
[3894,12.8,59,0,2.4,343]
[3895,13.3,96,0,1.8,333]
[3896,13.8,158,0,2,330]
[3897,14.3,192,4,3.6,334]
[3898,14.9,255,9,2.7,333]
[3899,15.4,252,8,1.5,337]
[3900,15.6,279,10,1,350]
[3901,16.100000000000001,228,2,1,341]
[3902,16.2,230,3,1.2,337]
[3903,16.5,259,11,1.1000000000000001,337]
[3904,16,223,12,1,350]
[3905,16.600000000000001,184,9,1,356]
[3906,16.5,124,2,0.8,344]
[3907,16.2,79,0,0.5,344]
[3908,15.9,33,0,0.2,346]
[3909,15.5,4,0,0.2,341]
[3910,14.9,0,0,0.1,351]
[3911,14.6,0,0,0.2,351]
[3912,14.1,0,0,0.2,344]
[3913,13.8,0,0,0.1,344]
[3914,13.5,0,0,0.4,342]
[3915,13.2,0,0,0.9,339]
[3916,13.5,26,12,1.1000000000000001,339]
[3917,14,78,52,0.6,339]
[3918,14.8,158,102,0.5,325]
[3919,15.7,238,101,0.3,325]
[3920,16.7,347,146,0.3,327]
[3921,17.7,413,157,0.4,334]
[3922,18.7,477,157,0.8,329]
[3923,19.5,505,182,1.3,331]
[3924,20.100000000000001,483,131,1,334]
[3925,20.5,476,115,0.9,337]
[3926,20.8,445,95,0.7,339]
[3927,21,403,114,1.5,339]
[3928,21,366,152,1,332]
[3929,20.9,296,128,0.9,333]
[3930,20.5,183,66,0.7,340]
[3931,19.899999999999999,105,36,1.1000000000000001,344]
[3932,19.3,45,2,1.5,348]
[3933,18.5,2,0,1.7,345]
[3934,17,0,0,2.2000000000000002,343]
[3935,15.5,0,0,2.9,340]
[3936,13.9,0,0,4.3,334]
[3937,12.8,0,0,3.2,331]
[3938,11.5,0,0,1.7,322]
[3939,10.3,1,0,1.2,318]
[3940,10.8,43,180,1.1000000000000001,318]
[3941,11.5,112,317,0.5,320]
[3942,12.5,229,421,0.7,316]
[3943,13.9,392,735,1.5,309]
[3944,15.4,528,875,1.8,313]
[3945,17,710,910,2.4,313]
[3946,18.399999999999999,741,832,3.4,315]
[3947,19.399999999999999,735,597,3.6,318]
[3948,19.100000000000001,324,34,3.2,348]
[3949,18.7,305,14,3.8,347]
[3950,18.5,330,21,6.2,340]
[3951,18.399999999999999,356,67,5.8,333]
[3952,18.2,339,119,5.5,331]
[3953,17.7,211,19,6.2,335]
[3954,17.100000000000001,152,17,4.5999999999999996,331]
[3955,16.5,116,59,4.0999999999999996,328]
[3956,15.8,55,40,4.0999999999999996,326]
[3957,15.1,7,0,4.0999999999999996,325]
[3958,13.8,0,0,3.4,323]
[3959,12.5,0,0,2.9,318]
[3960,11.2,0,0,1.8,311]
[3961,10.4,0,0,3.4,307]
[3962,9.5,0,0,4.0999999999999996,304]
[3963,8.6,0,0,5.3,298]
[3964,9.1,39,177,6.2,296]
[3965,9.9,114,303,5.0999999999999996,298]
[3966,10.9,211,368,4.0999999999999996,295]
[3967,12.1,324,447,4.3,295]
[3968,13.4,443,511,4.8,295]
[3969,14.7,546,554,5.0999999999999996,297]
[3970,15.9,640,601,3.8,292]
[3971,17,681,555,4.5999999999999996,291]
[3972,18.100000000000001,735,619,4.0999999999999996,295]
[3973,18.899999999999999,730,625,5.8,299]
[3974,19.399999999999999,694,641,6.7,304]
[3975,19.7,616,604,7.3,309]
[3976,19.8,542,679,7.3,310]
[3977,19.600000000000001,411,594,8.3000000000000007,314]
[3978,19.100000000000001,304,590,9.3000000000000007,316]
[3979,18.399999999999999,190,521,9,319]
[3980,17.399999999999999,88,360,7.9,319]
[3981,16.399999999999999,11,0,5.8,321]
[3982,15.1,0,0,6.9,324]
[3983,13.8,0,0,6.2,324]
[3984,12.6,0,0,5.8,318]
[3985,12,0,0,5.5,316]
[3986,11.5,0,0,4.0999999999999996,315]
[3987,10.9,2,0,2.6,313]
[3988,11.4,47,169,1.7,316]
[3989,11.9,98,158,2.2000000000000002,316]
[3990,13.1,287,567,2.6,306]
[3991,13.9,309,331,2.6,317]
[3992,15.4,588,777,3.6,303]
[3993,16.8,723,962,3.8,302]
[3994,18.100000000000001,831,980,3.6,295]
[3995,19.3,905,799,3.6,299]
[3996,19,312,56,4.0999999999999996,332]
[3997,18.3,187,3,3.8,337]
[3998,18,275,22,3.2,329]
[3999,17.3,59,0,2.6,343]
[4000,16.600000000000001,50,0,3.2,342]
[4001,16.100000000000001,115,0,2.4,331]
[4002,15.5,28,0,2,340]
[4003,15,17,0,1.3,342]
[4004,14.6,8,0,2,338]
[4005,14.1,2,0,1.2,335]
[4006,13.7,0,0,1.4,334]
[4007,13.2,0,0,1.4,327]
[4008,12.7,0,0,1.7,324]
[4009,12,0,0,1.4,323]
[4010,11.3,0,0,0.4,318]
[4011,10.6,1,0,0.3,314]
[4012,11.2,54,233,0.7,315]
[4013,11.8,115,345,0.6,315]
[4014,12.6,196,326,0.6,318]
[4015,13.3,271,167,0.7,320]
[4016,14.2,364,174,0.5,320]
[4017,15.1,488,356,0.5,320]
[4018,16.2,632,556,0.6,312]
[4019,17.100000000000001,636,424,1,317]
[4020,17.600000000000001,560,239,1.5,320]
[4021,18.2,623,343,1.2,316]
[4022,18.3,400,77,1,334]
[4023,17.399999999999999,62,0,1.2,353]
[4024,16.7,53,0,1.3,350]
[4025,16.100000000000001,42,0,1.5,348]
[4026,15.4,30,0,2,361]
[4027,14.8,18,0,2.4,360]
[4028,14.4,8,0,2.2000000000000002,359]
[4029,13.9,2,0,3.4,352]
[4030,13.3,0,0,3.6,346]
[4031,12.7,0,0,5.3,339]
[4032,12.1,0,0,5.0999999999999996,333]
[4033,11.5,0,0,4.3,326]
[4034,10.8,0,0,3.6,322]
[4035,10.199999999999999,1,0,4.3,316]
[4036,10.6,42,216,2.9,316]
[4037,11.5,122,395,2.4,317]
[4038,12.6,232,534,2.6,310]
[4039,13.9,357,637,2.9,312]
[4040,15.3,479,694,2.9,316]
[4041,16.7,590,716,3.8,319]
[4042,18,677,715,4.8,321]
[4043,19.2,739,719,5.0999999999999996,323]
[4044,20.2,767,719,6.7,321]
[4045,21.1,773,763,5.8,321]
[4046,21.7,746,813,6.2,323]
[4047,22,680,833,7.6,323]
[4048,22.1,581,830,8.3000000000000007,327]
[4049,22,462,803,7.6,331]
[4050,21.5,336,752,7.1,337]
[4051,20.6,207,632,6.2,339]
[4052,19.600000000000001,97,253,5.5,342]
[4053,18.5,16,0,4.3,354]
[4054,17.399999999999999,0,0,5.3,354]
[4055,16.3,0,0,4.3,354]
[4056,15.2,0,0,5.0999999999999996,350]
[4057,15,0,0,5.0999999999999996,341]
[4058,14.8,0,0,4.5999999999999996,340]
[4059,14.5,1,0,6.9,339]
[4060,15,43,172,6.2,337]
[4061,15.8,119,339,3.6,339]
[4062,16.8,225,447,3.4,338]
[4063,18,336,502,2.9,339]
[4064,19.2,455,603,3.4,340]
[4065,20.5,574,659,2.9,339]
[4066,21.7,661,662,3.4,337]
[4067,22.9,721,661,3.8,337]
[4068,23.9,764,710,5.3,341]
[4069,24.7,764,733,4.8,342]
[4070,25.3,713,698,3.2,343]
[4071,25.6,651,731,3.8,346]
[4072,25.8,550,713,4.8,349]
[4073,25.7,428,654,5.3,353]
[4074,25.3,308,591,6.7,354]
[4075,24.6,186,486,5.3,358]
[4076,23.8,90,202,3.8,360]
[4077,22.9,13,0,2.9,373]
[4078,21.4,0,0,2.6,371]
[4079,19.899999999999999,0,0,3.2,366]
[4080,18.399999999999999,0,0,2.4,357]
[4081,16.8,0,0,2.6,349]
[4082,15.3,0,0,2.4,344]
[4083,13.7,1,0,1.8,337]
[4084,14.3,45,194,2.2000000000000002,339]
[4085,15.1,127,442,2.9,339]
[4086,16.2,241,593,2,338]
[4087,17.399999999999999,367,694,2.2000000000000002,336]
[4088,18.8,493,754,1.8,337]
[4089,20.100000000000001,602,762,2.2000000000000002,341]
[4090,21.4,688,754,1.4,338]
[4091,22.5,747,751,2.7,342]
[4092,23.5,772,737,4.3,341]
[4093,24.2,774,767,3.8,345]
[4094,24.8,740,791,4.0999999999999996,347]
[4095,25.2,671,800,3.6,346]
[4096,25.3,572,795,4.3,349]
[4097,25.2,452,757,2.9,350]
[4098,24.7,324,687,2.4,348]
[4099,24,201,578,2.2000000000000002,354]
[4100,23.1,92,215,3.4,359]
[4101,22.1,12,0,3.8,374]
[4102,20.6,0,0,4.3,373]
[4103,19.100000000000001,0,0,5.5,366]
[4104,17.600000000000001,0,0,6.2,360]
[4105,16.3,0,0,5.5,355]
[4106,15,0,0,5.0999999999999996,349]
[4107,13.7,1,0,4.5999999999999996,341]
[4108,14.3,44,189,2.7,341]
[4109,15.1,123,406,2,343]
[4110,16.100000000000001,225,449,2.6,345]
[4111,17.3,342,534,1.5,347]
[4112,18.600000000000001,469,644,2.6,348]
[4113,19.899999999999999,563,621,3.4,352]
[4114,21.2,656,646,4.3,348]
[4115,22.3,710,626,4.0999999999999996,350]
[4116,23.2,721,581,3.4,351]
[4117,23.9,740,650,2.9,346]
[4118,24.5,699,651,2.7,343]
[4119,24.8,608,592,1.4,342]
[4120,24.8,489,475,2,345]
[4121,24.5,390,448,2.2000000000000002,343]
[4122,23.9,273,389,1.5,342]
[4123,23.1,170,360,1.3,345]
[4124,22.2,72,127,1.8,350]
[4125,21.2,8,0,3.6,363]
[4126,19.7,0,0,2.6,359]
[4127,18.2,0,0,1.3,351]
[4128,16.7,0,0,2,343]
[4129,15.8,0,0,1,342]
[4130,14.9,0,0,1.4,337]
[4131,13.9,0,0,3.4,332]
[4132,14.4,43,181,3.2,333]
[4133,15.1,116,358,3.2,331]
[4134,16.2,233,556,3.2,328]
[4135,17.3,347,582,2.9,328]
[4136,18.600000000000001,474,630,5.0999999999999996,328]
[4137,20.2,651,822,4.0999999999999996,325]
[4138,21.8,803,942,2.9,319]
[4139,23.1,815,758,2.9,329]
[4140,23.1,445,105,3.4,350]
[4141,23.1,400,40,4.8,354]
[4142,22.8,337,30,4.5999999999999996,359]
[4143,22.8,417,134,3.4,350]
[4144,22.3,256,27,4.0999999999999996,358]
[4145,21.9,232,29,4.0999999999999996,355]
[4146,21.3,183,60,3.6,352]
[4147,20.6,99,13,3.4,356]
[4148,19.8,37,0,1.3,359]
[4149,19,4,0,1.1000000000000001,363]
[4150,17.600000000000001,0,0,0.7,360]
[4151,16.2,0,0,1.7,356]
[4152,14.9,0,0,1.5,349]
[4153,14.1,0,0,0.7,341]
[4154,13.3,0,0,0.2,335]
[4155,12.5,1,0,0.2,326]
[4156,13,41,166,0.3,327]
[4157,13.7,115,342,0.1,330]
[4158,14.8,223,444,0.3,328]
[4159,16.100000000000001,338,520,0.7,323]
[4160,17.399999999999999,455,573,0.7,324]
[4161,18.7,548,582,0.5,327]
[4162,19.7,577,388,0.5,327]
[4163,20.8,653,491,0.4,324]
[4164,21.7,705,545,0.2,324]
[4165,22.4,678,499,0.4,326]
[4166,22.9,656,522,0.6,323]
[4167,23.2,593,533,0.8,327]
[4168,23.3,499,505,0.9,331]
[4169,23.1,391,447,1.2,334]
[4170,22.6,282,453,1.1000000000000001,335]
[4171,21.8,160,299,1.3,344]
[4172,20.9,73,130,1,344]
[4173,19.899999999999999,11,0,1.1000000000000001,352]
[4174,18.100000000000001,0,0,1,349]
[4175,16.3,0,0,0.6,342]
[4176,14.5,0,0,0.7,336]
[4177,13.3,0,0,0.9,333]
[4178,12.1,0,0,1.8,330]
[4179,10.8,1,0,2.4,324]
[4180,11.3,46,255,2.2000000000000002,325]
[4181,12.2,131,488,1.3,325]
[4182,13.4,251,667,1.4,326]
[4183,14.8,384,781,2,327]
[4184,16.3,516,846,1.8,328]
[4185,17.8,641,891,1.8,327]
[4186,19.3,735,903,2.2000000000000002,325]
[4187,20.6,801,910,2.2000000000000002,325]
[4188,21.7,831,911,1.3,327]
[4189,22.5,822,905,2.9,326]
[4190,23.1,778,900,2.2000000000000002,327]
[4191,23.5,700,886,3.8,326]
[4192,23.5,590,852,3.2,327]
[4193,23.3,465,804,2.7,328]
[4194,22.6,329,707,1.8,331]
[4195,21.7,200,566,1.2,334]
[4196,20.6,93,215,0.7,340]
[4197,19.399999999999999,12,0,0.9,353]
[4198,17.899999999999999,0,0,0.8,350]
[4199,16.3,0,0,1.1000000000000001,346]
[4200,14.7,0,0,0.8,337]
[4201,14,0,0,1.2,334]
[4202,13.1,0,0,1.4,330]
[4203,12.3,1,0,2.2000000000000002,326]
[4204,12.9,45,257,1.8,325]
[4205,13.7,131,491,1.1000000000000001,325]
[4206,14.9,253,683,1,320]
[4207,16.3,386,793,1.3,321]
[4208,17.7,517,851,1.4,324]
[4209,19.2,634,875,2.2000000000000002,330]
[4210,20.6,736,905,2.2000000000000002,325]
[4211,21.8,797,902,2.2000000000000002,328]
[4212,22.9,832,912,2.4,323]
[4213,23.8,825,910,2.4,325]
[4214,24.4,783,909,1.4,325]
[4215,24.7,703,894,2.9,324]
[4216,24.8,599,876,2.9,325]
[4217,24.6,472,831,4.3,329]
[4218,24.1,339,756,2.9,333]
[4219,23.3,209,625,2,334]
[4220,22.3,99,255,0.7,341]
[4221,21.2,14,0,0.7,357]
[4222,19.899999999999999,0,0,0.7,363]
[4223,18.600000000000001,0,0,0.7,361]
[4224,17.399999999999999,0,0,0.4,359]
[4225,16.600000000000001,0,0,0.7,354]
[4226,15.9,0,0,1.2,353]
[4227,15.2,0,0,1.5,353]
[4228,15.3,9,0,2,353]
[4229,14.4,26,0,2.2000000000000002,363]
[4230,15.2,51,0,1.4,361]
[4231,15.7,81,0,1.7,363]
[4232,16.2,97,0,1.2,363]
[4233,16.5,121,0,1.4,365]
[4234,16.8,135,0,1.5,366]
[4235,17,149,0,1.4,367]
[4236,17.2,153,0,1.5,369]
[4237,17.399999999999999,163,0,2.2000000000000002,369]
[4238,17.5,137,0,2.9,371]
[4239,17.399999999999999,111,0,2.4,371]
[4240,17.399999999999999,93,0,2.2000000000000002,372]
[4241,17.2,73,0,2.4,371]
[4242,17.3,55,0,1.5,371]
[4243,17.100000000000001,32,0,0.8,371]
[4244,16.8,16,0,0.7,370]
[4245,16.7,2,0,1.5,373]
[4246,16.100000000000001,0,0,2.2000000000000002,366]
[4247,15.4,0,0,2.9,359]
[4248,14.8,0,0,1.7,356]
[4249,13.2,0,0,1.2,348]
[4250,11.6,0,0,0.7,337]
[4251,9.9,1,0,1.2,326]
[4252,10.3,34,137,1.5,327]
[4253,10.9,93,104,1.2,322]
[4254,11.8,178,168,0.4,315]
[4255,12.8,287,330,0.4,315]
[4256,14,396,330,0.4,314]
[4257,15.6,585,662,0.5,311]
[4258,17,663,679,1.3,311]
[4259,18.3,737,707,2.4,313]
[4260,19.2,715,570,2.9,316]
[4261,20.100000000000001,728,577,3.6,316]
[4262,20.5,634,478,2.6,322]
[4263,20.8,580,491,1.7,324]
[4264,20.8,484,437,2,323]
[4265,20.5,375,414,2.7,324]
[4266,20,258,325,4.0999999999999996,330]
[4267,19.2,183,451,3.2,327]
[4268,18.3,79,172,1.7,329]
[4269,17.399999999999999,12,0,0.7,340]
[4270,15.6,0,0,1.5,342]
[4271,13.9,0,0,1.8,336]
[4272,12.2,0,0,1.7,330]
[4273,11.1,0,0,1.7,325]
[4274,9.9,0,0,1.5,320]
[4275,8.6999999999999993,0,0,2.4,315]
[4276,9.1,41,172,1.8,315]
[4277,10,120,403,1.7,314]
[4278,11.1,225,514,1.7,314]
[4279,12.3,344,595,2.6,313]
[4280,13.7,466,659,3.8,309]
[4281,15.1,582,706,4.5999999999999996,310]
[4282,16.5,677,730,6.9,307]
[4283,17.8,745,753,6.2,308]
[4284,18.8,786,793,5.8,310]
[4285,19.7,788,818,4.5999999999999996,314]
[4286,20.399999999999999,749,822,4.0999999999999996,315]
[4287,20.7,678,824,5.0999999999999996,316]
[4288,20.9,580,819,7.3,316]
[4289,20.7,471,827,7.3,314]
[4290,20.2,340,759,7.6,316]
[4291,19.399999999999999,217,662,7.6,314]
[4292,18.399999999999999,104,290,8.3000000000000007,313]
[4293,17.3,17,0,7.6,326]
[4294,15.5,0,0,6.7,323]
[4295,13.6,0,0,5.3,318]
[4296,11.8,0,0,4.5999999999999996,312]
[4297,10.7,0,0,4.8,311]
[4298,9.5,0,0,6.7,302]
[4299,8.3000000000000007,0,0,5.0999999999999996,300]
[4300,8.6999999999999993,32,109,5.5,299]
[4301,9.3000000000000007,92,122,4.3,300]
[4302,10.199999999999999,189,309,3.6,292]
[4303,11.4,296,354,3.2,291]
[4304,12.5,394,353,2.7,293]
[4305,13.7,479,357,2.9,297]
[4306,14.9,596,488,5.0999999999999996,296]
[4307,16.100000000000001,655,503,6.9,296]
[4308,17.100000000000001,709,558,7.9,298]
[4309,18,729,608,7.3,299]
[4310,18.7,706,674,5.3,301]
[4311,19.100000000000001,630,655,5.0999999999999996,302]
[4312,19.3,542,674,4.8,302]
[4313,19.2,433,670,4.3,303]
[4314,18.8,322,672,6.5,305]
[4315,18.100000000000001,193,505,5.0999999999999996,309]
[4316,17.2,102,255,3.2,310]
[4317,16.2,16,0,3.4,326]
[4318,14.7,0,0,3.8,330]
[4319,13.3,0,0,2.4,323]
[4320,11.9,0,0,3.2,317]
[4321,11.1,0,0,4.8,312]
[4322,10.199999999999999,0,0,5.0999999999999996,307]
[4323,9.3000000000000007,0,0,4.5999999999999996,306]
[4324,9.6999999999999993,36,141,7.1,306]
[4325,10.5,109,333,5.8,308]
[4326,11.6,227,523,6.7,303]
[4327,12.9,362,664,5.8,302]
[4328,14.2,456,617,5.0999999999999996,305]
[4329,15.6,573,664,6.5,302]
[4330,16.7,615,546,8.3000000000000007,305]
[4331,17.7,683,570,9.4,306]
[4332,18.600000000000001,688,515,11.2,309]
[4333,19.2,655,445,13.2,313]
[4334,19.600000000000001,645,511,10.1,314]
[4335,19.899999999999999,589,524,10.4,314]
[4336,19.899999999999999,492,473,11.2,316]
[4337,19.7,397,471,11.2,317]
[4338,19.100000000000001,279,440,9.6,322]
[4339,18.3,165,330,9.8000000000000007,327]
[4340,17.399999999999999,73,134,10.1,333]
[4341,16.3,6,0,9,346]
[4342,15.6,0,0,8.6999999999999993,347]
[4343,14.9,0,0,8.3000000000000007,345]
[4344,14.2,0,0,8.6999999999999993,337]
[4345,13.9,0,0,8.4,340]
[4346,14.4,0,0,11.6,340]
[4347,14.6,0,0,10.3,344]
[4348,14.7,14,0,9.4,342]
[4349,15.5,79,92,10.3,346]
[4350,16,95,0,6.8,355]
[4351,16.100000000000001,96,0,6.2,360]
[4352,16.3,118,0,6.6,365]
[4353,16.399999999999999,52,0,5.2,369]
[4354,16.600000000000001,116,0,4.5,367]
[4355,17,207,4,4.0999999999999996,364]
[4356,17.600000000000001,278,12,4.9000000000000004,363]
[4357,18.5,405,49,6.8,360]
[4358,18.899999999999999,308,16,6.2,353]
[4359,19.100000000000001,225,9,5.2,353]
[4360,18.899999999999999,125,0,5.2,373]
[4361,19.100000000000001,204,22,6.2,349]
[4362,19.100000000000001,176,50,5.5,342]
[4363,19,117,67,3.9,344]
[4364,17.899999999999999,69,132,2.4,354]
[4365,18.399999999999999,19,0,3.1,362]
[4366,17.2,0,0,3.1,354]
[4367,16,0,0,3.1,345]
[4368,14.9,0,0,3.9,337]
[4369,13.8,0,0,3.5,332]
[4370,12.7,0,0,3.9,329]
[4371,11.6,0,0,5.8,325]
[4372,12,41,248,5.8,327]
[4373,12.9,124,475,3.3,330]
[4374,14.2,242,655,3.9,330]
[4375,15.6,377,782,3.9,323]
[4376,17.2,511,852,4.5,325]
[4377,18.8,631,884,3.9,324]
[4378,20.3,730,905,5.2,324]
[4379,21.7,799,916,4.9000000000000004,323]
[4380,22.9,829,914,6.8,327]
[4381,23.8,820,909,5.8,327]
[4382,24.4,777,902,4.9000000000000004,326]
[4383,24.8,700,890,5.5,333]
[4384,24.9,595,870,6.8,327]
[4385,24.7,468,822,5.8,329]
[4386,24,334,739,4.5,331]
[4387,23.1,203,596,5.2,332]
[4388,22,95,234,5.5,338]
[4389,20.7,12,0,5.2,358]
[4390,19,0,0,4.9000000000000004,358]
[4391,17.2,0,0,4.5,353]
[4392,15.5,0,0,2.8,348]
[4393,14.6,0,0,2.6,342]
[4394,13.6,0,0,3.5,337]
[4395,12.6,0,0,4.5,333]
[4396,13,37,167,4.5,330]
[4397,13.9,114,396,4.7,331]
[4398,15.1,226,558,4.0999999999999996,333]
[4399,16.5,355,685,3.1,330]
[4400,18,477,731,3.1,329]
[4401,19.5,596,778,2,327]
[4402,21,690,795,2.2000000000000002,320]
[4403,22.4,764,832,2.6,316]
[4404,23.5,788,810,1.6,318]
[4405,24.4,784,812,3.3,322]
[4406,25.1,745,816,4.0999999999999996,322]
[4407,25.5,680,836,3.3,324]
[4408,25.6,579,821,1.8,323]
[4409,25.4,462,802,1.6,326]
[4410,24.9,329,719,1.2,328]
[4411,24,203,599,1.8,329]
[4412,23,96,419,2.4,331]
[4413,21.8,13,0,1.8,327]
[4414,19.399999999999999,0,0,0.9,324]
[4415,16.899999999999999,0,0,1.5,318]
[4416,14.5,0,0,1.5,312]
[4417,12.7,0,0,0.8,317]
[4418,10.8,0,0,0.7,312]
[4419,8.9,0,0,0.9,297]
[4420,9.3000000000000007,35,153,0.6,296]
[4421,10.1,103,284,0.1,299]
[4422,11.1,208,453,0,298]
[4423,12.4,331,566,0.1,296]
[4424,13.8,428,521,0.4,297]
[4425,15.1,535,569,0.7,294]
[4426,16.5,652,647,0.6,295]
[4427,17.7,702,626,0.1,298]
[4428,18.8,738,645,0,299]
[4429,19.7,736,654,0.2,300]
[4430,20.3,706,685,0.7,300]
[4431,20.6,631,667,0.9,305]
[4432,20.8,550,717,1.5,305]
[4433,20.6,442,709,1.3,307]
[4434,20.2,329,714,0.9,307]
[4435,19.399999999999999,201,602,0.9,317]
[4436,18.399999999999999,98,407,1.2,322]
[4437,17.2,15,0,0.7,320]
[4438,15.7,0,0,0.9,320]
[4439,14.1,0,0,1.3,321]
[4440,12.5,0,0,1.5,318]
[4441,11.8,0,0,1.6,314]
[4442,10.9,0,0,1.8,314]
[4443,10.1,0,0,2.4,316]
[4444,10.4,29,122,2.6,319]
[4445,11.1,87,101,3.9,324]
[4446,12.1,183,309,2.4,329]
[4447,13.4,307,436,1.8,325]
[4448,14.5,364,287,1.6,334]
[4449,15.4,424,215,2.4,338]
[4450,16.399999999999999,457,159,1.8,338]
[4451,17.3,545,256,2.4,337]
[4452,18.100000000000001,545,225,3.1,338]
[4453,18.899999999999999,636,392,3.1,336]
[4454,19.600000000000001,631,481,3.1,334]
[4455,19.899999999999999,534,339,3.1,337]
[4456,20.3,551,636,2.8,329]
[4457,20.399999999999999,462,740,2.6,330]
[4458,20.2,358,776,2.2000000000000002,328]
[4459,19.600000000000001,221,645,2,329]
[4460,18.8,99,452,2,338]
[4461,17.8,18,0,1.6,337]
[4462,16.600000000000001,0,0,2.4,335]
[4463,15.3,0,0,2.6,334]
[4464,14,0,0,2.2000000000000002,331]
[4465,13.4,0,0,2.4,333]
[4466,12.8,0,0,1.6,335]
[4467,12.2,0,0,2.6,335]
[4468,12.4,16,0,1.5,338]
[4469,12.8,53,0,2.4,340]
[4470,13.3,106,7,3.5,334]
[4471,14,170,19,1.6,331]
[4472,14.6,215,15,2.8,332]
[4473,15.2,242,13,3.7,341]
[4474,15.8,297,20,4.9000000000000004,339]
[4475,16.3,326,25,4.9000000000000004,340]
[4476,16.8,320,20,5.2,345]
[4477,17.100000000000001,314,16,5.8,342]
[4478,17.2,272,10,6.2,342]
[4479,17.3,229,7,7.5,341]
[4480,17.2,172,2,10.3,357]
[4481,16.899999999999999,144,0,9.4,362]
[4482,16.399999999999999,111,0,13,362]
[4483,16.399999999999999,73,0,8,359]
[4484,16,31,0,7.5,360]
[4485,15.5,2,0,7.5,355]
[4486,14.3,0,0,10.3,345]
[4487,13.1,0,0,8.4,335]
[4488,11.8,0,0,8.8000000000000007,325]
[4489,10.8,0,0,5.5,324]
[4490,9.6999999999999993,0,0,4.9000000000000004,317]
[4491,8.6,0,0,6.2,305]
[4492,9.1,38,295,6.6,300]
[4493,10,124,520,3.9,298]
[4494,11.2,245,709,3.3,295]
[4495,12.7,383,824,2.4,294]
[4496,14.3,517,885,1,292]
[4497,15.9,639,916,2.2000000000000002,292]
[4498,17.399999999999999,740,935,3.3,294]
[4499,18.8,807,940,4.0999999999999996,298]
[4500,20,837,939,4.0999999999999996,300]
[4501,20.9,832,939,3.7,303]
[4502,21.5,792,938,2.6,307]
[4503,21.9,717,933,2,308]
[4504,22,612,915,3.3,309]
[4505,21.8,487,881,3.3,309]
[4506,21.2,352,811,2.4,309]
[4507,20.3,217,694,2,314]
[4508,19.100000000000001,101,503,1.2,318]
[4509,17.8,12,0,0.9,315]
[4510,16.399999999999999,0,0,0.7,323]
[4511,14.9,0,0,0.1,321]
[4512,13.5,0,0,0.5,317]
[4513,13,0,0,0.3,316]
[4514,12.4,0,0,0.3,315]
[4515,11.7,0,0,0.6,311]
[4516,12.2,37,290,0.6,314]
[4517,13,122,519,0.6,319]
[4518,14.3,242,701,0.7,324]
[4519,15.8,377,814,1,325]
[4520,17.399999999999999,511,875,1.2,325]
[4521,18.899999999999999,631,904,1.5,326]
[4522,20.5,734,927,2,321]
[4523,21.9,802,936,2.6,323]
[4524,23.1,834,937,4.3,327]
[4525,24,834,943,3.1,328]
[4526,24.7,793,942,3.1,331]
[4527,25.1,719,937,2.2000000000000002,334]
[4528,25.2,614,918,3.9,337]
[4529,25,490,886,2.4,341]
[4530,24.4,353,815,2,345]
[4531,23.4,219,703,1.6,348]
[4532,22.3,101,508,3.3,353]
[4533,21,11,0,3.5,348]
[4534,20,0,0,3.9,354]
[4535,19.100000000000001,0,0,2.8,352]
[4536,18.100000000000001,0,0,3.7,351]
[4537,18.100000000000001,0,0,4.3,353]
[4538,18,0,0,4.7,354]
[4539,17.899999999999999,0,0,4.7,355]
[4540,18.2,25,105,5.8,356]
[4541,18.899999999999999,88,207,3.3,357]
[4542,19.7,169,260,2.4,364]
[4543,20.7,246,152,2.6,368]
[4544,21.8,365,306,2,366]
[4545,22.9,436,249,2.8,367]
[4546,23.9,493,225,4.5,365]
[4547,24.9,560,286,5.2,364]
[4548,25.8,602,337,4.7,361]
[4549,26.5,594,328,4.9000000000000004,363]
[4550,27,566,309,5.8,364]
[4551,27.3,490,270,5.8,366]
[4552,27.4,419,286,6.8,368]
[4553,27.1,300,135,7.5,369]
[4554,26.6,207,105,8,369]
[4555,26,122,81,7.2,368]
[4556,25.2,48,16,4.5,377]
[4557,24.3,2,0,2.8,381]
[4558,23.1,0,0,0.7,385]
[4559,21.8,0,0,0.7,382]
[4560,20.5,0,0,1.3,382]
[4561,19.399999999999999,0,0,1.2,384]
[4562,18.7,0,0,0.9,380]
[4563,17.3,0,0,1.5,377]
[4564,17.899999999999999,12,0,2.4,374]
[4565,18.3,42,0,2.8,373]
[4566,18.7,88,0,3.5,371]
[4567,19.3,134,3,3.9,374]
[4568,19.899999999999999,193,11,2.8,375]
[4569,20.5,238,14,3.1,378]
[4570,21,273,15,2.6,366]
[4571,21.5,291,17,2.6,364]
[4572,21.9,299,16,1.6,367]
[4573,22.2,291,15,3.7,366]
[4574,22.4,259,10,4.3,368]
[4575,22.5,232,8,3.3,370]
[4576,22.5,191,4,2.8,372]
[4577,22.3,136,0,3.5,375]
[4578,22.1,87,0,3.5,376]
[4579,21.6,50,0,3.3,391]
[4580,21.3,20,0,3.3,380]
[4581,20.9,2,0,3.3,372]
[4582,19.8,0,0,2.4,366]
[4583,18.8,0,0,2.8,357]
[4584,17.8,0,0,3.3,353]
[4585,16.899999999999999,0,0,2.8,350]
[4586,16,0,0,2.6,347]
[4587,15.1,0,0,2.6,343]
[4588,15.5,34,261,3.3,342]
[4589,16.399999999999999,119,397,1.3,341]
[4590,17.5,211,439,2.8,343]
[4591,19.2,389,630,2.6,337]
[4592,20.2,375,296,3.1,353]
[4593,20.100000000000001,186,7,2.4,372]
[4594,20.100000000000001,219,6,1.3,364]
[4595,20.2,248,8,2.4,365]
[4596,20.5,321,17,1.5,360]
[4597,20.7,326,20,1.2,359]
[4598,20.399999999999999,210,7,2,379]
[4599,20.6,281,23,3.5,378]
[4600,20.8,326,104,2,358]
[4601,20.8,293,119,1.6,354]
[4602,20.7,211,149,1.5,355]
[4603,20.2,81,0,0.8,366]
[4604,19.600000000000001,34,0,1,364]
[4605,18.899999999999999,4,0,1.2,363]
[4606,17.600000000000001,0,0,1.3,362]
[4607,16.2,0,0,1.5,360]
[4608,14.9,0,0,2,354]
[4609,14.2,0,0,1,353]
[4610,13.4,0,0,2.8,350]
[4611,12.7,0,0,4.0999999999999996,347]
[4612,13,16,0,3.5,346]
[4613,14.2,121,316,1,328]
[4614,15.6,251,673,0.5,325]
[4615,17,380,797,0.6,327]
[4616,18.600000000000001,535,881,0.9,326]
[4617,20,640,880,1.2,326]
[4618,21.2,693,779,2.4,324]
[4619,22.4,786,746,2.8,326]
[4620,22.3,442,112,3.9,346]
[4621,22.3,445,93,3.1,348]
[4622,22.1,402,76,2,349]
[4623,21.9,395,107,3.3,345]
[4624,21.4,307,76,2.4,346]
[4625,20.9,268,89,2.8,345]
[4626,20.100000000000001,153,26,3.3,349]
[4627,19.2,73,0,2.6,356]
[4628,18.3,36,0,3.7,355]
[4629,17.399999999999999,2,0,3.3,355]
[4630,16.5,0,0,3.1,353]
[4631,15.6,0,0,1.2,354]
[4632,14.6,0,0,1.2,351]
[4633,14.4,0,0,1.3,353]
[4634,14.2,0,0,1.8,353]
[4635,13.9,0,0,1,354]
[4636,14.2,11,0,0.9,356]
[4637,14.8,61,47,1.3,346]
[4638,15.6,126,74,1.8,337]
[4639,16.8,263,274,3.3,328]
[4640,17.8,312,153,3.9,335]
[4641,19.2,485,390,5.2,329]
[4642,20.6,583,458,5.2,325]
[4643,21.4,522,215,4.7,329]
[4644,21.7,402,51,3.5,339]
[4645,21.7,356,28,3.9,344]
[4646,21.9,417,87,1.6,337]
[4647,22,365,80,1.5,338]
[4648,21.8,274,41,1.8,342]
[4649,21.6,291,149,1.6,332]
[4650,21.1,171,62,2.8,333]
[4651,20.6,152,245,2,328]
[4652,20,97,305,2.2000000000000002,320]
[4653,19.3,14,0,1.8,321]
[4654,17.399999999999999,0,0,2.2000000000000002,324]
[4655,15.4,0,0,2.6,324]
[4656,13.5,0,0,2,323]
[4657,11.9,0,0,0.7,324]
[4658,10.3,0,0,0.9,319]
[4659,8.6999999999999993,0,0,1.8,317]
[4660,8.9,13,0,1.5,318]
[4661,9.9,91,226,1.3,305]
[4662,10.8,167,289,1.3,306]
[4663,11.9,270,346,2.6,307]
[4664,13,348,280,4.0999999999999996,309]
[4665,13.8,369,149,5.2,316]
[4666,14.8,509,286,6.2,307]
[4667,15.7,530,215,7.2,314]
[4668,16.5,588,296,6.2,316]
[4669,17.5,723,589,4.7,313]
[4670,18,635,502,4.7,321]
[4671,18.5,617,609,3.7,320]
[4672,18.7,587,799,4.5,317]
[4673,18.8,468,846,4.3,319]
[4674,18.399999999999999,329,752,4.9000000000000004,318]
[4675,17.7,200,613,3.1,317]
[4676,16.7,88,408,1.2,319]
[4677,15.7,12,0,1.8,320]
[4678,14.6,0,0,1.3,321]
[4679,13.5,0,0,1.8,324]
[4680,12.4,0,0,1,325]
[4681,12,0,0,1.2,330]
[4682,11.6,0,0,0.8,328]
[4683,11.2,0,0,0.3,327]
[4684,11.3,5,0,0.3,332]
[4685,11.7,42,0,0.3,322]
[4686,12.3,91,1,0.4,321]
[4687,12.7,139,7,0.1,335]
[4688,13.4,189,11,0.5,326]
[4689,14,244,17,0.6,340]
[4690,14.2,282,18,0.8,344]
[4691,15.1,302,16,0.6,333]
[4692,15.5,295,16,0.4,328]
[4693,15.7,287,15,0.6,326]
[4694,15.9,260,10,0.3,329]
[4695,15.9,231,8,1,328]
[4696,15.9,213,9,1,328]
[4697,15.7,158,3,0.6,328]
[4698,15.4,104,0,0.6,333]
[4699,15,58,0,0.7,337]
[4700,14.6,24,0,0.8,340]
[4701,14.1,1,0,1,341]
[4702,13.5,0,0,1,348]
[4703,12.9,0,0,1,349]
[4704,12.3,0,0,1.6,351]
[4705,12,0,0,2.2000000000000002,350]
[4706,11.6,0,0,1.3,347]
[4707,11.3,0,0,2,344]
[4708,11.3,3,0,1,345]
[4709,11.9,50,50,1.6,331]
[4710,12.6,116,46,2.6,324]
[4711,13.6,209,96,3.7,321]
[4712,14.4,271,73,3.1,323]
[4713,15.3,342,93,3.7,323]
[4714,16.100000000000001,414,123,3.5,318]
[4715,16.899999999999999,435,88,3.7,321]
[4716,17.5,460,108,5.8,321]
[4717,17.899999999999999,446,98,4.5,324]
[4718,18.2,414,78,4.9000000000000004,326]
[4719,18.3,362,70,4.9000000000000004,330]
[4720,18.3,303,67,2.6,331]
[4721,18.100000000000001,243,59,3.7,330]
[4722,17.5,158,26,3.5,346]
[4723,17,69,0,2.8,343]
[4724,16.3,25,0,2.6,347]
[4725,15.7,1,0,2.2000000000000002,348]
[4726,15,0,0,1,350]
[4727,14.3,0,0,1.2,349]
[4728,13.7,0,0,1.3,348]
[4729,13.4,0,0,1.8,347]
[4730,13.2,0,0,1.5,350]
[4731,12.9,0,0,0.8,351]
[4732,13,2,0,0.8,352]
[4733,13.2,21,0,0.6,352]
[4734,13.5,53,0,0.3,347]
[4735,14.5,211,136,0.3,333]
[4736,15.9,410,442,0.1,324]
[4737,17.5,595,736,1,320]
[4738,19,726,849,0.8,317]
[4739,20.2,746,741,1,323]
[4740,20.7,568,256,0.9,334]
[4741,20.7,361,59,1.3,344]
[4742,20.3,232,8,1.5,350]
[4743,19.7,153,0,2.6,359]
[4744,19.3,194,7,2,351]
[4745,18.600000000000001,34,0,1.5,364]
[4746,17.899999999999999,24,0,1.6,363]
[4747,17.3,14,0,0.3,365]
[4748,16.8,6,0,0.3,366]
[4749,16.3,1,0,0.6,360]
[4750,16.100000000000001,0,0,0.3,363]
[4751,15.9,0,0,0.3,358]
[4752,15.6,0,0,0.6,355]
[4753,15.3,0,0,0.3,350]
[4754,14.9,0,0,0.6,345]
[4755,14.4,0,0,1.8,344]
[4756,14.6,9,0,2.2000000000000002,340]
[4757,15.6,91,380,2.6,339]
[4758,16.8,203,576,3.3,337]
[4759,18.3,331,703,2.2000000000000002,333]
[4760,19.7,452,738,2,335]
[4761,21.2,566,766,2,340]
[4762,22.6,664,791,3.1,335]
[4763,23.8,725,779,3.7,335]
[4764,24.8,763,801,4.0999999999999996,337]
[4765,25.6,756,789,5.5,336]
[4766,26.1,709,762,6.6,336]
[4767,26.4,626,716,6.2,346]
[4768,26.4,531,712,4.9000000000000004,349]
[4769,26,413,670,5.2,348]
[4770,25.4,294,621,5.2,348]
[4771,24.5,171,500,5.5,352]
[4772,23.4,72,331,2.4,351]
[4773,22.2,4,0,3.1,347]
[4774,20.9,0,0,3.5,346]
[4775,19.600000000000001,0,0,2.2000000000000002,349]
[4776,18.2,0,0,1.5,345]
[4777,17.600000000000001,0,0,1.2,344]
[4778,16.8,0,0,0.7,345]
[4779,16.100000000000001,0,0,1.3,349]
[4780,16.2,6,0,1,352]
[4781,17.100000000000001,80,265,0.6,354]
[4782,18.600000000000001,214,551,0.3,348]
[4783,19.899999999999999,316,599,0.4,352]
[4784,21.2,411,549,0.5,354]
[4785,22.3,463,380,1.2,358]
[4786,23.2,505,307,2.2000000000000002,356]
[4787,24,561,316,3.1,356]
[4788,24.8,619,388,3.3,353]
[4789,25.3,552,271,3.1,358]
[4790,25.7,560,331,2.2000000000000002,351]
[4791,25.8,478,277,2.4,350]
[4792,25.7,391,194,1.8,351]
[4793,25.4,304,154,2.4,352]
[4794,24.8,215,152,2.6,348]
[4795,24.1,140,286,2,347]
[4796,23.3,63,237,2.2000000000000002,346]
[4797,22.4,4,0,2.4,346]
[4798,20.2,0,0,2.8,343]
[4799,18.100000000000001,0,0,3.7,339]
[4800,15.9,0,0,2.4,337]
[4801,14.3,0,0,2,335]
[4802,12.5,0,0,1.8,333]
[4803,10.7,0,0,2,324]
[4804,10.8,6,0,2.8,322]
[4805,11.6,71,176,2.6,326]
[4806,12.5,163,331,2,324]
[4807,13.7,279,444,1.6,323]
[4808,15,396,473,2,321]
[4809,16.3,492,490,2,328]
[4810,17.399999999999999,572,491,3.7,327]
[4811,18.399999999999999,621,469,3.1,328]
[4812,19.3,656,530,4.0999999999999996,329]
[4813,19.899999999999999,652,529,4.7,332]
[4814,20.3,610,464,5.5,332]
[4815,20.6,553,479,5.2,334]
[4816,20.5,454,427,4.0999999999999996,339]
[4817,20.2,350,401,3.3,342]
[4818,19.5,229,292,3.1,346]
[4819,18.7,126,142,3.3,350]
[4820,17.7,47,59,3.5,355]
[4821,16.7,1,0,2.8,355]
[4822,16.600000000000001,0,0,1.6,354]
[4823,16.5,0,0,1.8,354]
[4824,16.399999999999999,0,0,1.3,357]
[4825,17.2,0,0,1.5,353]
[4826,17.899999999999999,0,0,1.5,355]
[4827,18.600000000000001,0,0,1.5,362]
[4828,18.8,6,0,1.5,362]
[4829,19.7,79,304,0.4,365]
[4830,20.8,178,450,0.4,370]
[4831,22.1,299,556,0.6,368]
[4832,23.5,428,657,0.6,368]
[4833,24.9,547,717,1.2,370]
[4834,26.2,632,700,1.6,369]
[4835,27.4,698,709,1.8,372]
[4836,28.4,733,721,2.4,369]
[4837,29.2,727,712,2,366]
[4838,29.8,689,714,1.8,365]
[4839,30.1,609,659,1.5,370]
[4840,30.2,542,764,1.5,367]
[4841,30.1,433,787,1.6,370]
[4842,29.6,298,686,0.8,370]
[4843,28.8,173,562,0.8,372]
[4844,27.9,70,327,0.6,378]
[4845,26.9,4,0,0.5,373]
[4846,25.2,0,0,0.6,373]
[4847,23.5,0,0,0.4,367]
[4848,21.8,0,0,0.2,362]
[4849,20.2,0,0,0.1,353]
[4850,18.5,0,0,0.1,348]
[4851,16.899999999999999,0,0,0.3,345]
[4852,17,6,0,0.7,348]
[4853,18,93,466,1,351]
[4854,19.3,214,691,0.6,348]
[4855,20.8,354,817,0.8,348]
[4856,22.4,496,895,2.8,350]
[4857,23.9,625,934,3.3,350]
[4858,25.4,728,954,3.7,344]
[4859,26.7,795,961,2.8,346]
[4860,27.8,828,963,4.0999999999999996,349]
[4861,28.6,821,958,4.3,350]
[4862,29.2,774,949,5.8,354]
[4863,29.5,693,933,6.6,357]
[4864,29.6,581,903,9.4,359]
[4865,29.2,445,807,8.4,364]
[4866,28.5,304,721,8.4,365]
[4867,27.5,169,546,8.4,367]
[4868,26.4,62,291,6.6,375]
[4869,25.3,1,0,4.7,373]
[4870,23.6,0,0,6.6,375]
[4871,21.9,0,0,5.8,371]
[4872,20.3,0,0,8,364]
[4873,19.100000000000001,0,0,8.8000000000000007,360]
[4874,17.8,0,0,7.5,355]
[4875,16.600000000000001,0,0,8.8000000000000007,350]
[4876,16.5,2,0,9.4,350]
[4877,17.2,60,122,5.5,355]
[4878,18.2,145,251,4.9000000000000004,354]
[4879,19.3,254,356,4.0999999999999996,353]
[4880,20.6,372,433,2.8,355]
[4881,21.9,470,439,4.3,355]
[4882,23.2,578,548,4.7,353]
[4883,24.3,610,455,7.2,357]
[4884,25.2,640,500,6.8,359]
[4885,25.8,617,429,8,359]
[4886,26.2,582,390,7.2,363]
[4887,26.5,539,441,7.2,361]
[4888,26.6,521,668,5.2,360]
[4889,26.5,403,630,4.3,363]
[4890,25.9,238,329,4.9000000000000004,373]
[4891,25.2,145,376,4.7,371]
[4892,24.2,61,220,3.5,370]
[4893,23.2,3,0,1.6,367]
[4894,22.1,0,0,2,369]
[4895,21,0,0,1.3,372]
[4896,19.899999999999999,0,0,2.6,372]
[4897,19.399999999999999,0,0,4.0999999999999996,371]
[4898,18.899999999999999,0,0,2.8,374]
[4899,18.3,0,0,2.4,375]
[4900,18.3,1,0,2.4,371]
[4901,18.600000000000001,29,0,1.5,379]
[4902,18.600000000000001,70,0,1.5,381]
[4903,19.7,122,1,1,377]
[4904,20.399999999999999,199,16,2,376]
[4905,21.1,264,25,2.8,379]
[4906,21.5,272,15,2.6,383]
[4907,22.2,297,15,3.1,387]
[4908,22.4,256,9,4.0999999999999996,377]
[4909,22.6,265,12,3.9,373]
[4910,22.8,234,6,4.7,376]
[4911,22.9,239,10,3.7,372]
[4912,22.8,166,1,3.1,373]
[4913,22.6,144,0,5.2,369]
[4914,22.4,96,0,3.7,374]
[4915,21.9,32,0,3.9,378]
[4916,21.5,5,0,3.7,384]
[4917,21.1,1,0,3.3,378]
[4918,20.100000000000001,0,0,3.3,377]
[4919,19,0,0,2.4,372]
[4920,17.899999999999999,0,0,3.3,376]
[4921,16.899999999999999,0,0,4.0999999999999996,375]
[4922,15.9,0,0,5.8,369]
[4923,14.8,0,0,6.2,367]
[4924,14.9,3,0,4.7,365]
[4925,15.1,27,0,4.7,360]
[4926,15.5,55,0,5.5,357]
[4927,16,114,0,5.8,350]
[4928,16.600000000000001,181,9,6.8,345]
[4929,17.100000000000001,215,11,4.7,346]
[4930,17.7,256,12,4.9000000000000004,344]
[4931,18.399999999999999,349,30,3.5,339]
[4932,18.899999999999999,367,35,3.1,341]
[4933,19.100000000000001,236,9,3.5,348]
[4934,19.3,302,18,4.3,344]
[4935,19.399999999999999,236,9,2.8,346]
[4936,19.5,245,26,2.4,339]
[4937,19.2,96,0,2,351]
[4938,18.7,24,0,1.8,360]
[4939,18.2,47,0,2.6,366]
[4940,17.600000000000001,14,0,1.6,377]
[4941,17.5,1,0,1.3,373]
[4942,16.8,0,0,0.9,368]
[4943,15.9,0,0,1.5,362]
[4944,15.2,0,0,1.6,361]
[4945,14.5,0,0,1,353]
[4946,13.7,0,0,1.2,351]
[4947,13.1,0,0,1.2,346]
[4948,13.1,1,0,2.4,347]
[4949,13.4,25,0,1.5,349]
[4950,13.8,61,0,2,346]
[4951,14.2,100,0,1.8,347]
[4952,14.7,140,0,1.8,341]
[4953,15.2,183,4,2.2000000000000002,339]
[4954,15.6,219,7,2.2000000000000002,337]
[4955,16.100000000000001,247,9,2.4,338]
[4956,16.399999999999999,257,9,1.2,337]
[4957,16.7,269,11,2,336]
[4958,17,268,12,3.7,339]
[4959,17,247,13,2.6,352]
[4960,17.100000000000001,201,8,2.4,360]
[4961,16.399999999999999,156,4,2.2000000000000002,360]
[4962,16.600000000000001,95,0,1.6,364]
[4963,16.5,55,0,2.8,361]
[4964,16.100000000000001,20,0,3.7,361]
[4965,15.7,0,0,2.6,357]
[4966,15.5,0,0,2.2000000000000002,354]
[4967,15.3,0,0,2,351]
[4968,15.1,0,0,1.2,348]
[4969,15.2,0,0,1.6,347]
[4970,15.2,0,0,3.1,346]
[4971,15.3,0,0,4.7,344]
[4972,15.1,4,0,5.2,344]
[4973,15.9,61,162,4.3,344]
[4974,16.399999999999999,99,49,3.9,353]
[4975,16.899999999999999,147,25,4.5,342]
[4976,17.7,275,129,4.0999999999999996,332]
[4977,18.3,294,74,4.3,340]
[4978,19.100000000000001,408,146,4.3,334]
[4979,19.399999999999999,299,22,4.5,347]
[4980,19.899999999999999,394,64,4.5,342]
[4981,20.100000000000001,355,37,5.5,348]
[4982,19.899999999999999,165,2,5.5,359]
[4983,19.7,158,0,6.2,357]
[4984,19.3,95,0,6.6,360]
[4985,18.8,43,0,4.3,366]
[4986,18.399999999999999,22,0,4.0999999999999996,365]
[4987,18,12,0,5.5,366]
[4988,17.600000000000001,4,0,7.2,367]
[4989,17.2,0,0,7.2,369]
[4990,17.600000000000001,0,0,5.8,378]
[4991,18,0,0,5.8,383]
[4992,18.3,0,0,6.2,387]
[4993,18.3,0,0,4.3,382]
[4994,17.2,0,0,3.1,382]
[4995,18,0,0,2.6,382]
[4996,18.2,1,0,1.8,383]
[4997,18.600000000000001,10,0,2.4,382]
[4998,18.7,21,0,2,388]
[4999,18.899999999999999,60,0,1.8,388]
[5000,19.600000000000001,101,0,1.6,384]
[5001,19.899999999999999,95,0,1.8,387]
[5002,20.100000000000001,112,0,2.2000000000000002,387]
[5003,20.399999999999999,137,0,2,388]
[5004,20.7,153,1,1.6,389]
[5005,20.9,170,2,2,389]
[5006,21.2,192,4,3.1,381]
[5007,21.3,168,1,2.4,382]
[5008,21.4,132,0,3.1,383]
[5009,21.4,94,0,2.4,389]
[5010,21.2,64,0,3.5,396]
[5011,21,42,0,3.1,396]
[5012,20.8,11,0,3.1,396]
[5013,20.5,0,0,3.1,391]
[5014,20,0,0,1.6,384]
[5015,19.399999999999999,0,0,2.6,382]
[5016,19.2,0,0,2,380]
[5017,18.8,0,0,0.7,379]
[5018,18.3,0,0,0.9,374]
[5019,17.8,0,0,0.5,368]
[5020,17.8,1,0,0.6,367]
[5021,18.399999999999999,52,178,0.5,364]
[5022,19.3,132,247,0.6,362]
[5023,20.399999999999999,238,345,0.5,363]
[5024,21.6,334,323,1.2,356]
[5025,22.8,429,347,1.2,353]
[5026,23.9,499,331,1.3,353]
[5027,24.8,539,302,1.5,356]
[5028,25.6,560,293,1.6,362]
[5029,26.2,554,288,3.1,359]
[5030,26.7,533,308,2.8,356]
[5031,26.9,466,286,2.6,356]
[5032,26.9,389,293,2.2000000000000002,355]
[5033,26.7,317,350,4.7,353]
[5034,26.3,217,330,3.9,352]
[5035,25.6,110,137,2.4,358]
[5036,24.8,37,126,2.4,356]
[5037,23.9,0,0,1.6,357]
[5038,21.9,0,0,1.3,359]
[5039,19.899999999999999,0,0,1,358]
[5040,17.899999999999999,0,0,2.2000000000000002,353]
[5041,16.100000000000001,0,0,2,351]
[5042,14.3,0,0,1.8,350]
[5043,12.4,0,0,1.8,340]
[5044,12.4,1,0,1.5,339]
[5045,13,50,171,1,341]
[5046,13.8,128,238,1.3,334]
[5047,14.8,228,292,1,331]
[5048,16,336,359,1.2,325]
[5049,17.100000000000001,437,380,3.7,330]
[5050,18.3,517,384,3.3,329]
[5051,19.3,573,384,3.3,329]
[5052,20.100000000000001,604,391,3.5,330]
[5053,20.8,604,403,3.3,331]
[5054,21.3,575,414,6.6,331]
[5055,21.5,506,391,6.2,335]
[5056,21.5,422,377,7.5,337]
[5057,21.2,315,333,8,339]
[5058,20.7,211,283,5.5,341]
[5059,19.899999999999999,111,205,6.2,350]
[5060,19,36,113,4.9000000000000004,352]
[5061,18.100000000000001,0,0,3.1,354]
[5062,17.5,0,0,1.3,356]
[5063,16.8,0,0,1,354]
[5064,16.2,0,0,1,354]
[5065,16.100000000000001,0,0,0.2,354]
[5066,16,0,0,0.7,352]
[5067,15.9,0,0,0.6,350]
[5068,15.9,1,0,0.4,351]
[5069,16.600000000000001,52,176,0.1,353]
[5070,17.600000000000001,149,369,0.6,354]
[5071,18.899999999999999,266,497,0.3,354]
[5072,20.2,374,527,0.5,354]
[5073,21.6,504,643,1,353]
[5074,23,611,704,1.6,348]
[5075,24.2,668,692,3.5,352]
[5076,25.2,689,656,4.9000000000000004,354]
[5077,26,697,697,5.8,356]
[5078,26.6,646,654,5.8,354]
[5079,26.9,582,671,7.5,353]
[5080,27,493,691,6.8,351]
[5081,26.7,368,598,5.5,351]
[5082,26.1,247,482,5.2,352]
[5083,25.3,134,424,4.9000000000000004,349]
[5084,24.3,46,203,7.5,346]
[5085,23.3,0,0,4.5,348]
[5086,21.5,0,0,3.9,350]
[5087,19.8,0,0,5.2,348]
[5088,18.100000000000001,0,0,3.7,346]
[5089,16.3,0,0,5.2,357]
[5090,14.8,0,0,4.7,353]
[5091,13.1,0,0,3.9,344]
[5092,13.1,0,0,3.6,342]
[5093,13.5,30,0,2.1,345]
[5094,14.3,88,28,3.4,342]
[5095,15.3,155,44,2.4,332]
[5096,16.399999999999999,235,61,2.6,330]
[5097,17.600000000000001,313,74,1.5,332]
[5098,18.600000000000001,356,87,2.8,334]
[5099,19.399999999999999,351,35,4.2,337]
[5100,20.2,421,93,5,333]
[5101,20.8,412,76,2.8,332]
[5102,21.3,407,105,2.4,332]
[5103,21.6,346,88,3.4,334]
[5104,21.6,304,78,4.2,348]
[5105,21.4,213,51,3.6,337]
[5106,20.9,139,26,3.6,339]
[5107,20.3,82,50,2.1,338]
[5108,19.5,28,54,1.7,334]
[5109,18.8,0,0,2.8,332]
[5110,16.899999999999999,0,0,3,335]
[5111,15,0,0,3.6,329]
[5112,13.2,0,0,1.8,322]
[5113,11.6,0,0,1.1000000000000001,318]
[5114,9.9,0,0,1.2,310]
[5115,8.3000000000000007,0,0,2.8,305]
[5116,8.1999999999999993,1,0,3.4,304]
[5117,9.1,53,263,2.2000000000000002,309]
[5118,10.4,152,473,2.6,302]
[5119,12.1,277,613,1.4,302]
[5120,14,404,702,2.2000000000000002,298]
[5121,15.9,522,751,3.4,300]
[5122,17.7,619,771,3.4,305]
[5123,19.399999999999999,690,792,5.7,303]
[5124,20.8,729,816,6.7,302]
[5125,21.9,728,826,8.6,305]
[5126,22.7,688,823,10.7,305]
[5127,23.1,615,818,10.7,303]
[5128,23.2,515,806,13,306]
[5129,22.8,395,768,11.6,307]
[5130,22,261,654,9.4,311]
[5131,20.8,135,480,7.9,318]
[5132,19.399999999999999,42,258,5.7,318]
[5133,18.100000000000001,0,0,3.2,318]
[5134,15.9,0,0,4.2,320]
[5135,13.7,0,0,3.4,313]
[5136,11.5,0,0,3.6,310]
[5137,10,0,0,5.2,311]
[5138,8.3000000000000007,0,0,5,307]
[5139,6.6,0,0,7.5,301]
[5140,6.5,0,0,4.7,300]
[5141,7.3,53,273,2.4,302]
[5142,8.6,156,528,2.4,300]
[5143,10.3,284,673,1.7,302]
[5144,12.1,417,779,0.8,297]
[5145,14,541,834,0.6,302]
[5146,15.8,639,852,1.4,303]
[5147,17.399999999999999,708,861,1.8,302]
[5148,18.7,746,877,2.1,303]
[5149,19.8,744,880,1.8,305]
[5150,20.5,706,884,1.7,305]
[5151,20.9,628,870,2.1,307]
[5152,20.9,519,832,2.1,304]
[5153,20.5,394,779,2.1,307]
[5154,19.7,260,670,3.2,311]
[5155,18.399999999999999,134,493,3.6,314]
[5156,17,40,259,4.4000000000000004,312]
[5157,15.7,0,0,3,315]
[5158,13.9,0,0,3.9,311]
[5159,12.1,0,0,3,307]
[5160,10.4,0,0,2.4,302]
[5161,9.5,0,0,2.6,299]
[5162,8.5,0,0,1.7,294]
[5163,7.5,0,0,2.2000000000000002,295]
[5164,7.4,1,0,2.8,295]
[5165,8.1,50,209,0.9,296]
[5166,9.3000000000000007,145,458,0.8,301]
[5167,10.8,275,617,1,305]
[5168,12.7,440,720,1.2,308]
[5169,14,449,415,2.1,323]
[5170,15.2,519,431,1.8,322]
[5171,16.2,533,331,2.4,326]
[5172,16.899999999999999,550,285,3.2,326]
[5173,17,386,75,3,339]
[5174,17,358,58,3,335]
[5175,16.8,305,39,2.1,334]
[5176,16.399999999999999,258,32,1.8,330]
[5177,15.7,172,28,1.4,335]
[5178,14.7,28,0,1.5,350]
[5179,13.7,17,0,2.2000000000000002,348]
[5180,12.7,5,0,1.4,350]
[5181,11.9,0,0,1.1000000000000001,352]
[5182,12.2,0,0,1.4,353]
[5183,12.4,0,0,0.9,356]
[5184,12.7,0,0,0.5,355]
[5185,13.3,0,0,0.3,354]
[5186,13.9,0,0,0.2,358]
[5187,14.4,0,0,0.6,364]
[5188,14.1,0,0,0.4,365]
[5189,13.7,7,0,0.5,365]
[5190,14.7,21,0,1.1000000000000001,366]
[5191,15.1,42,0,0.8,365]
[5192,15.1,56,0,1.7,366]
[5193,15.5,75,0,1.4,368]
[5194,16,98,0,1.7,365]
[5195,16.3,108,0,1.7,366]
[5196,16.5,100,0,0.9,368]
[5197,16.7,100,0,2.1,369]
[5198,16.8,90,0,2.4,369]
[5199,16.8,80,0,1.7,370]
[5200,16.8,70,0,0.7,357]
[5201,16.8,52,0,0.6,355]
[5202,16.7,33,0,0.5,355]
[5203,16.5,17,0,0.7,369]
[5204,16.3,3,0,0.8,358]
[5205,15.9,0,0,2.4,351]
[5206,15.5,0,0,1.5,361]
[5207,15,0,0,1,356]
[5208,14.6,0,0,1.4,351]
[5209,13,0,0,1,344]
[5210,11.2,0,0,1.1000000000000001,335]
[5211,9.5,0,0,1.1000000000000001,327]
[5212,9.5,0,0,1.2,323]
[5213,10.1,36,137,1.1000000000000001,321]
[5214,11,105,150,0.7,318]
[5215,12,163,76,0.9,324]
[5216,13,219,54,1,323]
[5217,14,285,57,0.6,324]
[5218,15.2,369,110,0.6,318]
[5219,16.600000000000001,494,227,1.2,314]
[5220,17.8,523,210,0.8,313]
[5221,18.8,537,300,0.7,316]
[5222,19.600000000000001,540,383,0.3,313]
[5223,20,462,325,0.7,315]
[5224,20.100000000000001,342,181,0.5,317]
[5225,20,297,318,0.7,312]
[5226,19.600000000000001,237,479,0.6,307]
[5227,18.899999999999999,128,298,0.1,312]
[5228,17.899999999999999,23,0,0.1,329]
[5229,16.2,0,0,0.1,324]
[5230,14.5,0,0,0,316]
[5231,12.8,0,0,0.3,309]
[5232,11.1,0,0,0.9,305]
[5233,9.6999999999999993,0,0,1,304]
[5234,8.1,0,0,1.2,299]
[5235,6.6,0,0,0.8,291]
[5236,6.5,0,0,1.2,288]
[5237,7.1,42,186,1.5,290]
[5238,8.1999999999999993,138,464,0.7,295]
[5239,9.6999999999999993,263,621,1.8,292]
[5240,11.5,395,738,2.6,288]
[5241,13.2,516,792,2.1,285]
[5242,14.9,617,822,2.8,287]
[5243,16.399999999999999,685,831,4.7,288]
[5244,17.600000000000001,713,817,3.2,290]
[5245,18.600000000000001,714,832,2.6,291]
[5246,19.3,674,831,2.8,295]
[5247,19.600000000000001,598,820,3.9,295]
[5248,19.600000000000001,490,777,2.8,298]
[5249,19.2,365,707,4.4000000000000004,302]
[5250,18.3,231,568,3.4,304]
[5251,17.100000000000001,112,242,2.8,311]
[5252,15.8,13,0,2.2000000000000002,329]
[5253,14.5,0,0,2.1,331]
[5254,13.3,0,0,1.7,332]
[5255,12,0,0,3.6,329]
[5256,10.7,0,0,4.4000000000000004,321]
[5257,10.4,0,0,5.2,315]
[5258,10,0,0,3.9,317]
[5259,9.6999999999999993,0,0,3.6,316]
[5260,9.6,0,0,3.9,319]
[5261,10.1,29,75,1.5,318]
[5262,11.1,109,247,1.4,323]
[5263,12.6,226,423,1.7,319]
[5264,14,309,335,1.1000000000000001,321]
[5265,15.7,431,398,3.6,320]
[5266,16.8,431,212,5.2,323]
[5267,18,500,281,6.4,324]
[5268,18.8,493,194,4.4000000000000004,323]
[5269,19.7,563,357,5.7,319]
[5270,20.5,557,451,8.6,316]
[5271,20.8,477,381,8,319]
[5272,20.9,361,288,9,321]
[5273,20.5,271,273,9.4,324]
[5274,19.8,142,90,9.4,330]
[5275,18.8,54,4,7.5,334]
[5276,17.7,2,0,6.4,346]
[5277,16.2,0,0,5.7,344]
[5278,14.6,0,0,4.4000000000000004,337]
[5279,13.1,0,0,5,331]
[5280,11.6,0,0,4.7,326]
[5281,10.199999999999999,0,0,6.1,322]
[5282,8.8000000000000007,0,0,7.1,315]
[5283,7.4,0,0,8.6,307]
[5284,7.3,0,0,10.1,306]
[5285,7.9,38,176,8.1999999999999993,308]
[5286,9,127,415,5.4,309]
[5287,10.6,246,552,4.7,309]
[5288,12.4,378,682,5.7,308]
[5289,14.2,497,740,5.7,309]
[5290,16,598,780,5.7,304]
[5291,17.600000000000001,658,762,5.4,301]
[5292,18.899999999999999,689,759,7.1,307]
[5293,19.899999999999999,677,729,8.6,308]
[5294,20.6,632,708,9.8000000000000007,307]
[5295,20.9,553,677,7.5,308]
[5296,21,464,700,5.4,309]
[5297,20.6,348,655,5.7,307]
[5298,19.7,223,559,3.9,309]
[5299,18.600000000000001,105,231,2.6,314]
[5300,17.2,11,0,3,329]
[5301,15.9,0,0,2.1,330]
[5302,14.5,0,0,1.1000000000000001,324]
[5303,13.1,0,0,0.1,318]
[5304,11.8,0,0,0.3,313]
[5305,11,0,0,0.1,311]
[5306,10.1,0,0,0.2,308]
[5307,9.1999999999999993,0,0,0.6,309]
[5308,9.1999999999999993,0,0,0.9,309]
[5309,9.6999999999999993,33,146,1.4,311]
[5310,10.8,115,342,1.5,316]
[5311,12.2,231,488,1,315]
[5312,14,360,599,2.1,313]
[5313,15.8,483,688,1.4,318]
[5314,17.600000000000001,590,762,3.2,316]
[5315,19.3,659,775,1.7,319]
[5316,20.6,682,746,1.8,324]
[5317,21.7,686,773,2.4,324]
[5318,22.4,642,760,2.4,327]
[5319,22.8,567,747,3.9,325]
[5320,22.9,465,718,3.4,326]
[5321,22.5,347,672,3.9,326]
[5322,21.7,225,602,4.2,327]
[5323,20.6,107,247,6.1,333]
[5324,19.2,11,0,5.2,350]
[5325,18,0,0,5,356]
[5326,16.8,0,0,4.2,353]
[5327,15.6,0,0,3.6,347]
[5328,14.4,0,0,3.9,346]
[5329,13.8,0,0,5,342]
[5330,13.2,0,0,4.4000000000000004,341]
[5331,12.8,0,0,6.1,341]
[5332,12.6,0,0,6.7,342]
[5333,13,16,0,7.9,344]
[5334,14.4,118,312,5,333]
[5335,16,238,543,5.2,331]
[5336,17.600000000000001,362,629,4.4000000000000004,333]
[5337,19.399999999999999,490,743,4.2,334]
[5338,21,586,762,4.7,332]
[5339,22.4,662,802,5,333]
[5340,23.5,683,763,5,334]
[5341,24.4,679,762,5.2,334]
[5342,24.9,647,791,6.1,339]
[5343,25.2,562,727,5,344]
[5344,25,448,652,4.4000000000000004,347]
[5345,24.4,326,569,6.7,351]
[5346,23.4,198,403,3.9,356]
[5347,22.2,90,219,4.4000000000000004,358]
[5348,20.9,5,0,4.2,375]
[5349,19.899999999999999,0,0,3.6,378]
[5350,19,0,0,6.7,376]
[5351,18.100000000000001,0,0,7.9,376]
[5352,17.100000000000001,0,0,6.7,373]
[5353,16.8,0,0,4.7,372]
[5354,16.399999999999999,0,0,3.6,372]
[5355,16.3,0,0,3.6,368]
[5356,16.100000000000001,0,0,2.8,367]
[5357,16.3,6,0,4.2,368]
[5358,17.100000000000001,67,32,3,359]
[5359,18,131,24,3.4,359]
[5360,19.100000000000001,212,59,5.2,359]
[5361,20.100000000000001,285,68,3,361]
[5362,21.2,373,136,4.2,358]
[5363,22.2,416,119,4.7,358]
[5364,22.9,435,133,4.7,357]
[5365,23.4,402,99,3.9,360]
[5366,23.8,385,108,3.6,361]
[5367,23.9,315,80,3.6,362]
[5368,23.7,244,40,4.2,360]
[5369,23.4,183,39,4.4000000000000004,362]
[5370,22.8,111,18,4.4000000000000004,366]
[5371,22.1,46,0,4.2,365]
[5372,21.4,1,0,5,362]
[5373,19.899999999999999,0,0,5.7,373]
[5374,18.7,0,0,4.7,377]
[5375,17.399999999999999,0,0,3.6,370]
[5376,16,0,0,4.4000000000000004,366]
[5377,14.8,0,0,3.9,360]
[5378,13.5,0,0,2.6,356]
[5379,12.8,0,0,3.4,353]
[5380,12.3,0,0,2.1,351]
[5381,12.4,9,0,1.4,351]
[5382,13.3,82,112,1.4,338]
[5383,14.3,164,99,0.7,333]
[5384,15.3,248,121,0.9,332]
[5385,16.399999999999999,348,165,1.5,334]
[5386,17.7,466,350,2.6,328]
[5387,18.7,510,336,2.8,330]
[5388,19.7,558,388,3,329]
[5389,20.399999999999999,567,408,3,330]
[5390,20.8,529,402,2.1,330]
[5391,21.1,482,459,1.8,326]
[5392,21.1,413,539,2.6,320]
[5393,20.8,313,553,1.7,322]
[5394,20.100000000000001,205,524,1.7,326]
[5395,19.2,97,399,0.9,331]
[5396,18.100000000000001,10,0,0.2,334]
[5397,17.5,0,0,0,338]
[5398,16.899999999999999,0,0,0.1,342]
[5399,16.3,0,0,0.2,343]
[5400,15.6,0,0,0.7,347]
[5401,15.8,0,0,2.1,349]
[5402,16,0,0,4.2,354]
[5403,16.100000000000001,0,0,3.9,360]
[5404,16.2,0,0,3.4,360]
[5405,16.3,2,0,4.4000000000000004,366]
[5406,16.899999999999999,34,0,6.1,359]
[5407,17.5,67,0,4.7,360]
[5408,18,92,0,2.8,362]
[5409,19.399999999999999,276,80,3.6,364]
[5410,20.8,342,114,3.2,352]
[5411,20.7,90,0,3.9,371]
[5412,20.6,95,0,4.4000000000000004,370]
[5413,22.4,615,525,4.7,335]
[5414,23.2,424,187,5.4,348]
[5415,24.5,636,741,6.1,330]
[5416,25.2,471,635,4.4000000000000004,333]
[5417,25,212,131,4.2,352]
[5418,24.4,87,0,3.2,360]
[5419,23.9,81,147,4.4000000000000004,349]
[5420,23.2,2,0,3.4,351]
[5421,21.9,0,0,2.8,355]
[5422,20.7,0,0,1.8,353]
[5423,19.399999999999999,0,0,1.4,351]
[5424,18.2,0,0,1,349]
[5425,16.600000000000001,0,0,0.2,346]
[5426,14.8,0,0,0.7,345]
[5427,13.9,0,0,1.7,344]
[5428,13.2,0,0,2.1,345]
[5429,13.4,11,0,1.8,345]
[5430,14.6,112,251,2.4,326]
[5431,16.100000000000001,238,626,2.8,325]
[5432,17.7,372,758,1.7,324]
[5433,19.2,499,832,1.8,328]
[5434,20.7,600,862,1.5,324]
[5435,22,669,871,3,326]
[5436,23,701,872,3.2,331]
[5437,23.8,702,886,3.9,330]
[5438,24.3,653,864,4.4000000000000004,330]
[5439,24.4,577,858,5.7,334]
[5440,24.3,474,838,5.7,339]
[5441,23.8,345,765,6.1,340]
[5442,22.8,211,638,7.5,340]
[5443,21.6,89,410,7.5,345]
[5444,20.3,4,0,7.1,340]
[5445,18.8,0,0,5.4,345]
[5446,17.3,0,0,4.7,342]
[5447,15.8,0,0,3.4,343]
[5448,14.3,0,0,2.2000000000000002,338]
[5449,13.6,0,0,1.7,337]
[5450,12.8,0,0,2.4,336]
[5451,12.4,0,0,4.2,338]
[5452,12,0,0,3.4,343]
[5453,12.2,9,0,2.6,347]
[5454,13.5,105,225,2.6,333]
[5455,15.1,228,597,2.6,333]
[5456,16.8,362,723,2.2000000000000002,335]
[5457,18.399999999999999,482,783,2.1,337]
[5458,20,582,816,2.4,332]
[5459,21.4,658,849,1.8,333]
[5460,22.6,695,867,1.8,335]
[5461,23.4,691,869,2.8,334]
[5462,24,645,855,3,336]
[5463,24.2,565,832,3.9,336]
[5464,24.1,460,805,3.4,339]
[5465,23.5,331,717,2.2000000000000002,341]
[5466,22.5,199,579,2.6,342]
[5467,21.3,81,365,2.1,349]
[5468,19.899999999999999,3,0,2.2000000000000002,356]
[5469,19.399999999999999,0,0,1.5,361]
[5470,19,0,0,2.2000000000000002,364]
[5471,18.5,0,0,1.8,366]
[5472,18,0,0,1.8,369]
[5473,18.3,0,0,3.6,368]
[5474,18.600000000000001,0,0,3.9,372]
[5475,18.7,0,0,4.7,378]
[5476,18.8,0,0,6.1,383]
[5477,18.899999999999999,3,0,7.1,386]
[5478,19.5,45,0,6.1,379]
[5479,20.3,91,0,4.7,381]
[5480,21,139,4,3.4,382]
[5481,21.8,188,9,3.2,381]
[5482,22.4,219,10,3.2,391]
[5483,23.1,247,12,2.8,386]
[5484,23.6,262,13,3,390]
[5485,24,257,12,2.1,388]
[5486,24.2,241,12,0.5,389]
[5487,24.3,214,11,0.3,390]
[5488,24.3,176,8,0.4,403]
[5489,24,124,1,0.7,402]
[5490,23.4,78,0,0.4,404]
[5491,23.2,27,0,0.2,406]
[5492,22.7,1,0,0.3,402]
[5493,22.3,0,0,0.3,399]
[5494,21.9,0,0,0.6,394]
[5495,21.4,0,0,0.3,392]
[5496,21,0,0,0.2,387]
[5497,20.6,0,0,0.4,384]
[5498,20.3,0,0,0.6,379]
[5499,20.100000000000001,0,0,0.6,375]
[5500,20,0,0,0.2,375]
[5501,20.2,4,0,0.5,371]
[5502,21,94,320,0.8,373]
[5503,22.2,249,673,0.7,359]
[5504,23.5,394,833,1.4,360]
[5505,24.8,529,909,1.4,360]
[5506,25.9,614,771,1,357]
[5507,26.4,454,257,0.7,374]
[5508,25.7,140,0,0.4,402]
[5509,24.8,54,0,1,406]
[5510,24.2,51,0,1.1000000000000001,408]
[5511,23.8,89,0,2.1,407]
[5512,23.3,49,0,1.8,410]
[5513,22.9,26,0,0.9,410]
[5514,22.6,30,0,1.4,407]
[5515,22.1,6,0,2.1,414]
[5516,21.9,1,0,2.4,413]
[5517,21.8,0,0,1.7,414]
[5518,21.4,0,0,1.5,412]
[5519,21.6,0,0,2.1,408]
[5520,21.5,0,0,2.4,408]
[5521,21,0,0,3.2,405]
[5522,20.399999999999999,0,0,3.2,401]
[5523,20.399999999999999,0,0,2.8,399]
[5524,20.2,0,0,4.2,396]
[5525,20.399999999999999,4,0,4.4000000000000004,394]
[5526,20.7,29,0,3.2,392]
[5527,20.9,34,0,3.6,396]
[5528,21,42,0,4.2,398]
[5529,21.6,120,0,3.6,387]
[5530,22.4,202,6,3.4,383]
[5531,23,201,4,1.7,386]
[5532,23.6,240,9,1.5,384]
[5533,23.9,203,14,1.8,383]
[5534,24.9,437,243,2.6,365]
[5535,25.8,494,566,3.2,358]
[5536,26.3,363,375,2.4,363]
[5537,26.5,309,556,3,359]
[5538,26.5,198,602,3.4,366]
[5539,26,74,375,2.2000000000000002,372]
[5540,25.4,5,0,1.5,370]
[5541,24.7,0,0,1.4,373]
[5542,24,0,0,0.8,369]
[5543,23.3,0,0,0.8,372]
[5544,22.6,0,0,0.3,373]
[5545,21.9,0,0,0.9,376]
[5546,21.2,0,0,1,379]
[5547,20.8,0,0,1,381]
[5548,20.6,0,0,1,383]
[5549,20.6,2,0,1.2,384]
[5550,21,33,0,1.7,391]
[5551,20.9,18,0,2.1,405]
[5552,21.3,71,0,3.6,398]
[5553,21.6,87,0,2.8,394]
[5554,21.7,55,0,2.4,401]
[5555,22.3,219,9,2.8,385]
[5556,22.8,228,8,3.4,389]
[5557,23.2,245,9,4.2,397]
[5558,23.5,239,11,4.4000000000000004,397]
[5559,24,296,73,3.2,380]
[5560,23.9,268,100,2.8,391]
[5561,24.4,169,53,2.4,383]
[5562,24.2,87,10,2.8,385]
[5563,23.8,33,0,2.1,385]
[5564,23.4,1,0,1.8,381]
[5565,22.4,0,0,1.7,377]
[5566,21.5,0,0,1.8,369]
[5567,20.5,0,0,2.1,362]
[5568,19.5,0,0,3.6,358]
[5569,17.899999999999999,0,0,2.1,356]
[5570,16.100000000000001,0,0,1.2,353]
[5571,15.2,0,0,1.8,351]
[5572,14.5,0,0,2.4,348]
[5573,14.5,3,0,1.1000000000000001,345]
[5574,15.3,71,157,1.4,347]
[5575,16.3,169,277,1.7,344]
[5576,17.399999999999999,278,363,1.7,342]
[5577,18.5,377,387,2.8,343]
[5578,19.600000000000001,464,422,2.4,334]
[5579,20.6,520,422,3.6,333]
[5580,21.3,541,408,4.4000000000000004,333]
[5581,21.9,535,402,5.7,331]
[5582,22.2,499,403,6.4,332]
[5583,22.3,433,383,5.4,333]
[5584,22.2,344,365,4.4000000000000004,333]
[5585,21.7,241,328,3.4,338]
[5586,21,137,245,2.8,339]
[5587,20.100000000000001,48,148,1,344]
[5588,19.100000000000001,0,0,0.6,343]
[5589,17.8,0,0,1.4,338]
[5590,16.399999999999999,0,0,1.8,337]
[5591,15.1,0,0,2.1,332]
[5592,13.7,0,0,1.2,331]
[5593,13,0,0,1.1000000000000001,332]
[5594,12.3,0,0,0.8,328]
[5595,11.9,0,0,2.1,330]
[5596,11.6,0,0,0.8,332]
[5597,11.6,1,0,0.2,332]
[5598,12.3,55,41,0.1,332]
[5599,13.2,130,70,0.3,325]
[5600,14.3,218,106,0.2,327]
[5601,15.4,306,128,0.2,327]
[5602,16.600000000000001,383,201,0.4,324]
[5603,17.399999999999999,407,161,0.8,326]
[5604,18.2,450,191,1.2,326]
[5605,19.100000000000001,516,359,1.2,324]
[5606,19.7,501,431,2.1,324]
[5607,19.899999999999999,416,366,2.2000000000000002,326]
[5608,20,345,390,2.6,326]
[5609,19.8,284,494,2.4,325]
[5610,19.3,183,531,2.8,328]
[5611,18.399999999999999,59,287,5,339]
[5612,17.5,1,0,6.4,341]
[5613,16.600000000000001,0,0,6.4,343]
[5614,15.6,0,0,5,342]
[5615,14.7,0,0,5,341]
[5616,13.7,0,0,5.2,338]
[5617,13.2,0,0,4.2,334]
[5618,12.5,0,0,3.4,333]
[5619,12.2,0,0,3.4,332]
[5620,11.9,0,0,2.6,336]
[5621,11.9,2,0,2.6,335]
[5622,12.7,59,70,1.1000000000000001,342]
[5623,13.6,132,98,2.4,345]
[5624,14.7,222,119,3.6,345]
[5625,15.8,307,134,2.1,349]
[5626,16.7,345,135,1.7,346]
[5627,17.600000000000001,416,181,2.8,347]
[5628,18.5,454,181,2.6,348]
[5629,19.100000000000001,456,192,4.4000000000000004,349]
[5630,19.5,435,210,3.9,357]
[5631,19.7,385,287,3.9,348]
[5632,19.7,324,340,3.6,351]
[5633,19.399999999999999,233,330,3.6,352]
[5634,18.899999999999999,158,379,2.6,345]
[5635,18.100000000000001,60,274,2.8,343]
[5636,17.2,1,0,2.8,340]
[5637,16.8,0,0,2.8,346]
[5638,16.3,0,0,2.1,347]
[5639,15.9,0,0,1.5,347]
[5640,15.4,0,0,1,349]
[5641,15.4,0,0,1,354]
[5642,15.4,0,0,1.1000000000000001,357]
[5643,15.4,0,0,1.4,358]
[5644,15.3,0,0,2.2000000000000002,361]
[5645,15.4,1,0,1,367]
[5646,15.5,22,0,1.7,369]
[5647,15.7,65,0,1.4,365]
[5648,17,127,2,2.6,360]
[5649,17.399999999999999,134,0,2.4,368]
[5650,17.8,169,2,2.6,368]
[5651,18.3,182,3,1.4,371]
[5652,18.600000000000001,177,2,1,373]
[5653,18.8,176,2,1.5,367]
[5654,18.899999999999999,165,1,0.9,375]
[5655,18.899999999999999,129,0,1.1000000000000001,373]
[5656,18.7,92,0,1.4,378]
[5657,18.5,57,0,1.7,380]
[5658,18.2,28,0,2.2000000000000002,378]
[5659,17.899999999999999,8,0,1.8,374]
[5660,17.600000000000001,0,0,2.4,371]
[5661,17.3,0,0,2.6,370]
[5662,17,0,0,2.4,367]
[5663,16.600000000000001,0,0,3.2,364]
[5664,16.3,0,0,3.4,361]
[5665,16,0,0,2.6,360]
[5666,15.7,0,0,0.5,356]
[5667,15.5,0,0,0.9,355]
[5668,15.4,0,0,0.9,354]
[5669,15.5,2,0,0.4,352]
[5670,16.399999999999999,66,219,0.5,354]
[5671,17.7,164,355,0.4,350]
[5672,19.2,287,499,0.1,351]
[5673,20.8,393,501,0.3,355]
[5674,22.3,486,571,0.1,345]
[5675,23.7,553,601,0.6,345]
[5676,24.8,584,605,0.6,345]
[5677,25.7,592,661,0.6,345]
[5678,26.3,547,646,0.5,343]
[5679,26.5,482,671,1,347]
[5680,26.5,388,663,1,348]
[5681,26,259,533,1,349]
[5682,25.2,141,376,1.4,351]
[5683,24.1,44,176,2.8,349]
[5684,23,0,0,1.2,348]
[5685,21.5,0,0,2.1,349]
[5686,19.899999999999999,0,0,0.8,348]
[5687,18.399999999999999,0,0,1.1000000000000001,345]
[5688,16.899999999999999,0,0,0.6,344]
[5689,15.6,0,0,0.2,343]
[5690,14.1,0,0,0.9,340]
[5691,13.3,0,0,1,339]
[5692,12.8,0,0,1.1000000000000001,335]
[5693,12.7,1,0,0.8,335]
[5694,13.5,70,302,0.8,336]
[5695,14.7,178,476,0.8,332]
[5696,16,300,583,0.9,332]
[5697,17.399999999999999,422,692,2.2000000000000002,331]
[5698,18.7,511,694,1.5,331]
[5699,19.8,580,723,1.8,331]
[5700,20.7,610,723,2.6,329]
[5701,21.4,602,714,3.6,334]
[5702,21.8,545,647,3.6,342]
[5703,21.9,460,607,4.4000000000000004,343]
[5704,21.7,370,595,5,344]
[5705,21.1,260,569,3,341]
[5706,20.3,133,391,2.8,343]
[5707,19.2,40,167,2.2000000000000002,338]
[5708,18.2,0,0,3.2,339]
[5709,17.399999999999999,0,0,3.4,339]
[5710,16.600000000000001,0,0,2.8,338]
[5711,15.8,0,0,1.8,337]
[5712,15,0,0,2.4,338]
[5713,14.9,0,0,2.4,336]
[5714,14.8,0,0,3,337]
[5715,14.8,0,0,5,339]
[5716,14.7,0,0,6.7,341]
[5717,14.7,1,0,3.6,340]
[5718,15.6,66,291,4.7,344]
[5719,17,174,467,4.4000000000000004,342]
[5720,18.600000000000001,296,575,3.4,341]
[5721,20.2,407,636,3.9,343]
[5722,21.7,506,691,3.4,342]
[5723,23.1,573,710,3.6,345]
[5724,24.3,599,698,5.7,348]
[5725,25.2,608,756,5.4,349]
[5726,25.8,567,762,5.4,352]
[5727,26,490,746,6.7,348]
[5728,26,385,704,6.7,351]
[5729,25.4,258,586,7.1,353]
[5730,24.5,135,424,7.1,357]
[5731,23.3,39,186,6.4,355]
[5732,22.2,0,0,5,362]
[5733,21.6,0,0,6.4,366]
[5734,20.9,0,0,5.2,369]
[5735,20.3,0,0,5.7,370]
[5736,19.7,0,0,5.2,373]
[5737,19.3,0,0,6.4,374]
[5738,18.899999999999999,0,0,5,373]
[5739,18.7,0,0,5,372]
[5740,18.5,0,0,5.7,376]
[5741,18.399999999999999,0,0,5.7,383]
[5742,18.7,16,0,4.7,387]
[5743,18.899999999999999,48,0,3.9,386]
[5744,19.3,87,0,2.6,388]
[5745,19.8,114,0,2.6,386]
[5746,19.899999999999999,136,0,2.8,387]
[5747,20.399999999999999,154,0,3.9,389]
[5748,20.7,163,0,3.2,391]
[5749,20.9,157,0,1.8,389]
[5750,20.9,146,0,1.8,396]
[5751,20.9,121,0,2.1,394]
[5752,20.9,93,0,1.4,390]
[5753,20.8,60,0,1.2,389]
[5754,20.5,29,0,1.8,392]
[5755,20.2,3,0,1.2,394]
[5756,19.5,0,0,2.1,392]
[5757,18.7,0,0,3.4,387]
[5758,18.8,0,0,3.4,387]
[5759,18.3,0,0,1.5,383]
[5760,17.8,0,0,1.7,378]
[5761,16.899999999999999,0,0,2.8,373]
[5762,15.9,0,0,2.4,369]
[5763,15.4,0,0,1.5,365]
[5764,15,0,0,0.9,361]
[5765,15,0,0,0.8,359]
[5766,15.4,41,43,1.5,360]
[5767,16.2,123,154,1.2,353]
[5768,16.3,87,0,0.7,362]
[5769,16.600000000000001,132,0,1.5,361]
[5770,16.8,152,0,2.1,364]
[5771,17.5,309,57,2.4,352]
[5772,17.899999999999999,252,14,3.4,359]
[5773,18.100000000000001,245,17,3,361]
[5774,18.5,333,111,3.4,348]
[5775,18.600000000000001,234,22,2.2000000000000002,352]
[5776,18.600000000000001,205,48,1.7,353]
[5777,18.399999999999999,144,63,2.4,352]
[5778,17.7,47,0,2.4,372]
[5779,17.399999999999999,3,0,3.6,378]
[5780,17,0,0,2.8,375]
[5781,16.600000000000001,0,0,1.7,375]
[5782,16.100000000000001,0,0,1.5,370]
[5783,15.7,0,0,1.7,368]
[5784,15.2,0,0,1.8,364]
[5785,15.1,0,0,1.8,366]
[5786,15,0,0,1.7,363]
[5787,14.9,0,0,1.8,361]
[5788,14.9,0,0,3.2,358]
[5789,14.8,0,0,4.2,351]
[5790,15.4,39,40,3.6,347]
[5791,16.399999999999999,118,129,3.2,346]
[5792,17,134,13,2.4,355]
[5793,17.7,185,13,2.2000000000000002,356]
[5794,18.100000000000001,182,5,1.5,361]
[5795,18.2,142,0,0.8,367]
[5796,18.600000000000001,272,27,0.9,365]
[5797,19.3,297,32,1,367]
[5798,19.8,325,104,0.9,356]
[5799,20.3,366,277,1.1000000000000001,348]
[5800,20.5,275,184,1.2,354]
[5801,20.5,204,345,1.8,354]
[5802,20.100000000000001,112,272,1.8,358]
[5803,19.5,33,0,0.9,355]
[5804,19.399999999999999,0,0,0.5,363]
[5805,19.3,0,0,0.7,365]
[5806,19.2,0,0,0.9,365]
[5807,19,0,0,0.8,373]
[5808,18.899999999999999,0,0,0.6,374]
[5809,19,0,0,0.3,379]
[5810,19.2,0,0,0.7,380]
[5811,19.2,0,0,0.5,383]
[5812,19.3,0,0,0.8,390]
[5813,19.3,0,0,1.4,391]
[5814,19.600000000000001,11,0,2.2000000000000002,397]
[5815,19.5,14,0,1.7,402]
[5816,20.100000000000001,66,0,2.8,395]
[5817,20.5,150,2,5.2,390]
[5818,21.8,205,12,3.6,387]
[5819,21.9,82,0,5.4,400]
[5820,22.3,155,0,6.7,396]
[5821,22.7,217,7,7.5,394]
[5822,23.2,241,18,7.5,393]
[5823,23.6,243,30,6.4,377]
[5824,23.8,160,10,6.1,375]
[5825,23.7,101,0,5.7,376]
[5826,23.4,56,0,8.1999999999999993,376]
[5827,23,8,0,6.1,385]
[5828,22.4,0,0,7.1,398]
[5829,21.8,0,0,8.1999999999999993,402]
[5830,21.2,0,0,8.6,398]
[5831,19.5,0,0,7.1,388]
[5832,17.8,0,0,6.4,378]
[5833,16.2,0,0,5.2,321]
[5834,14.5,0,0,4.2,330]
[5835,12.8,0,0,4.4000000000000004,333]
[5836,11.7,0,0,3.3,327]
[5837,11.6,0,0,2.1,327]
[5838,12.2,43,144,0.9,330]
[5839,13.2,117,123,1.6,317]
[5840,14.3,199,134,0.9,305]
[5841,15.8,337,358,1,295]
[5842,17.3,439,474,1.8,298]
[5843,18.399999999999999,441,318,1.4,300]
[5844,19.5,505,407,1.8,300]
[5845,20.6,589,686,2.1,295]
[5846,21.2,524,681,2.2999999999999998,302]
[5847,21.5,461,725,2.2999999999999998,304]
[5848,21.5,352,661,1.6,312]
[5849,20.9,231,558,0.9,316]
[5850,20,115,259,1.6,320]
[5851,18.7,13,0,2.1,332]
[5852,17.399999999999999,0,0,2.8,336]
[5853,16,0,0,2.2999999999999998,333]
[5854,14.6,0,0,3.3,331]
[5855,13.2,0,0,2.1,327]
[5856,11.9,0,0,1.8,321]
[5857,11.2,0,0,0.8,307]
[5858,10.6,0,0,1.1000000000000001,305]
[5859,10.3,0,0,2.2999999999999998,304]
[5860,10.1,0,0,3.1,314]
[5861,10.1,0,0,1.9,313]
[5862,11.2,57,329,2.1,313]
[5863,12.9,168,549,2.8,319]
[5864,14.9,285,628,2.2999999999999998,320]
[5865,17.3,436,721,2.1,319]
[5866,19,461,549,2.6,327]
[5867,20.2,463,370,4,335]
[5868,21.6,549,608,4,333]
[5869,22.6,558,632,3.1,330]
[5870,23.1,460,419,1.6,335]
[5871,23.2,351,297,3.3,341]
[5872,22.7,263,174,3.6,345]
[5873,21.9,171,134,2.1,345]
[5874,20.8,81,142,2.2999999999999998,348]
[5875,19.5,2,0,2.6,365]
[5876,18.399999999999999,0,0,3.1,368]
[5877,17.399999999999999,0,0,1.9,358]
[5878,16.3,0,0,2.6,355]
[5879,15.2,0,0,1.1000000000000001,351]
[5880,14.1,0,0,0.7,343]
[5881,13,0,0,0.5,332]
[5882,11.9,0,0,0.4,325]
[5883,11.4,0,0,0.4,321]
[5884,11,0,0,0.4,320]
[5885,11,0,0,0.3,321]
[5886,11.7,39,155,0.2,317]
[5887,13.1,135,349,0.2,318]
[5888,14.6,219,312,0.1,322]
[5889,16.3,343,446,0.2,323]
[5890,17.899999999999999,410,406,0.2,322]
[5891,19.5,508,593,0.3,318]
[5892,20.9,534,592,0.4,320]
[5893,22.1,564,710,0.5,316]
[5894,22.9,527,695,0.5,322]
[5895,23.1,406,509,0.3,329]
[5896,23.1,338,642,0.4,328]
[5897,22.6,221,544,0.3,326]
[5898,21.6,91,140,0.1,335]
[5899,20.3,4,0,0.2,357]
[5900,19.399999999999999,0,0,0.1,362]
[5901,18.399999999999999,0,0,0.2,358]
[5902,17.399999999999999,0,0,0.1,353]
[5903,16.5,0,0,0.1,348]
[5904,15.5,0,0,0.1,345]
[5905,14.5,0,0,0.2,338]
[5906,13.7,0,0,0.4,335]
[5907,13.4,0,0,0.6,332]
[5908,13.2,0,0,0.3,328]
[5909,13.4,0,0,0.2,326]
[5910,14.1,43,226,0.3,327]
[5911,15.4,145,450,0.3,325]
[5912,17.100000000000001,272,628,0.3,324]
[5913,18.8,401,766,0.4,323]
[5914,20.5,496,799,0.6,323]
[5915,22,551,757,1.3,326]
[5916,23.2,567,709,2.2999999999999998,330]
[5917,23.1,548,683,3.1,331]
[5918,23.1,514,705,3.8,334]
[5919,23.1,460,780,4,334]
[5920,23.1,344,702,4.4000000000000004,336]
[5921,23.1,221,594,4.5999999999999996,343]
[5922,23.1,98,392,4.4000000000000004,353]
[5923,23.2,6,0,5.5,356]
[5924,22.3,0,0,4.2,361]
[5925,21.4,0,0,4.5999999999999996,356]
[5926,20.5,0,0,4.4000000000000004,354]
[5927,19.600000000000001,0,0,4.4000000000000004,352]
[5928,18.600000000000001,0,0,2.6,347]
[5929,16.7,0,0,1.9,344]
[5930,14.8,0,0,1.6,340]
[5931,13.8,0,0,1.6,339]
[5932,13.2,0,0,1.9,335]
[5933,13.2,0,0,2.1,335]
[5934,13.8,39,210,1.6,335]
[5935,15,143,465,1.1000000000000001,339]
[5936,16.399999999999999,257,561,1.8,340]
[5937,17.899999999999999,357,538,1.4,343]
[5938,19.3,449,591,2.8,337]
[5939,20.5,506,605,2.2999999999999998,341]
[5940,21.6,540,642,4,348]
[5941,22.4,525,626,4,350]
[5942,22.9,507,698,3.6,345]
[5943,23.2,427,667,3.3,349]
[5944,23,301,502,3.1,357]
[5945,22.5,192,434,3.3,358]
[5946,21.7,92,346,1.9,361]
[5947,20.7,4,0,1.6,361]
[5948,19.899999999999999,0,0,0.9,364]
[5949,19.2,0,0,1,362]
[5950,18.5,0,0,1.4,363]
[5951,17.7,0,0,1.9,359]
[5952,17,0,0,1.9,361]
[5953,16.399999999999999,0,0,1.4,362]
[5954,15.7,0,0,2.2999999999999998,362]
[5955,15.4,0,0,1.4,366]
[5956,15,0,0,1,364]
[5957,14.8,0,0,2.2999999999999998,365]
[5958,14.9,6,0,1.6,367]
[5959,15.4,39,0,1.3,359]
[5960,15.9,80,0,1.1000000000000001,355]
[5961,16.399999999999999,107,0,1.3,362]
[5962,16.8,134,0,0.9,364]
[5963,17.2,145,0,1.3,357]
[5964,17.399999999999999,152,0,1.6,355]
[5965,17.600000000000001,141,0,1.3,357]
[5966,17.600000000000001,125,0,1.4,358]
[5967,17.600000000000001,124,0,1.1000000000000001,359]
[5968,17.5,85,0,1.8,361]
[5969,17.3,56,0,1.6,360]
[5970,16.899999999999999,20,0,1.4,358]
[5971,16.5,1,0,1.3,357]
[5972,15.8,0,0,1.8,363]
[5973,15,0,0,2.1,358]
[5974,14.2,0,0,0.7,357]
[5975,13.2,0,0,0.8,351]
[5976,13,0,0,1.4,348]
[5977,12.1,0,0,1.8,350]
[5978,11,0,0,2.8,346]
[5979,10.5,0,0,1.6,342]
[5980,9.9,0,0,1.9,339]
[5981,9.5,0,0,2.6,336]
[5982,9.8000000000000007,12,0,3.8,338]
[5983,10.7,76,40,4.2,331]
[5984,11.7,138,24,2.8,335]
[5985,12.5,191,31,5.2,335]
[5986,13.3,238,33,4.2,335]
[5987,14,278,36,4.2,329]
[5988,14.7,314,79,3.1,327]
[5989,15.1,293,40,2.1,328]
[5990,15.3,281,55,2.1,329]
[5991,15.3,223,30,2.6,329]
[5992,15.1,183,56,4,327]
[5993,14.5,109,37,4.9000000000000004,342]
[5994,13.6,42,0,5.5,345]
[5995,13,1,0,3.3,340]
[5996,12.5,0,0,4.5999999999999996,338]
[5997,12,0,0,2.8,336]
[5998,11.5,0,0,2.2999999999999998,334]
[5999,11,0,0,3.1,333]
[6000,10.5,0,0,3.6,336]
[6001,10.5,0,0,3.8,336]
[6002,10.6,0,0,3.1,338]
[6003,10.3,0,0,4.5999999999999996,343]
[6004,10.6,0,0,4,344]
[6005,10.6,0,0,5.8,344]
[6006,10.8,3,0,4.5999999999999996,350]
[6007,11.7,45,0,3.6,336]
[6008,12.8,104,0,4.4000000000000004,337]
[6009,13.9,158,10,5.5,342]
[6010,15,199,11,5.5,335]
[6011,16,259,24,6.3,334]
[6012,17,284,35,10.4,333]
[6013,17.399999999999999,238,17,7,340]
[6014,17.899999999999999,248,24,7.5,339]
[6015,17.899999999999999,183,11,13,344]
[6016,17.8,151,16,10.4,344]
[6017,17.399999999999999,100,15,11,346]
[6018,16.7,38,0,9.1999999999999993,351]
[6019,16,1,0,9.1999999999999993,349]
[6020,15.3,0,0,7,346]
[6021,14.6,0,0,5.2,347]
[6022,13.9,0,0,7,346]
[6023,13.2,0,0,4.2,344]
[6024,12.5,0,0,3.6,343]
[6025,11.7,0,0,3.3,339]
[6026,10.7,0,0,2.8,343]
[6027,10.5,0,0,2.1,344]
[6028,10,0,0,3.6,342]
[6029,9.6999999999999993,0,0,2.2999999999999998,340]
[6030,9.5,5,0,2.6,341]
[6031,10.1,21,0,2.1,337]
[6032,10.1,23,0,2.8,339]
[6033,10.4,61,0,3.6,332]
[6034,10.8,102,0,2.8,333]
[6035,11.2,132,0,3.1,333]
[6036,11.9,214,9,4.2,331]
[6037,12.2,194,5,2.8,330]
[6038,12.6,217,13,3.6,328]
[6039,12.8,185,13,4,328]
[6040,12.8,119,0,3.3,330]
[6041,12.4,38,0,3.1,339]
[6042,12.1,27,0,2.2999999999999998,333]
[6043,11.7,1,0,2.2999999999999998,331]
[6044,11,0,0,1.9,329]
[6045,10.4,0,0,1.8,322]
[6046,9.6999999999999993,0,0,2.6,321]
[6047,9.1,0,0,3.3,319]
[6048,8.4,0,0,3.1,319]
[6049,7.9,0,0,4,319]
[6050,7.2,0,0,3.8,318]
[6051,7.1,0,0,4,317]
[6052,6.9,0,0,3.6,315]
[6053,6.6,0,0,3.1,313]
[6054,7.3,16,0,2.8,316]
[6055,8.1,65,13,1.9,312]
[6056,8.8000000000000007,101,0,1.9,315]
[6057,9.4,123,0,1.6,320]
[6058,10.8,278,105,1.3,304]
[6059,11.6,250,43,1,313]
[6060,13,429,289,0.7,303]
[6061,13.6,300,90,1,312]
[6062,12.9,104,0,1.4,327]
[6063,12.7,156,4,2.6,321]
[6064,12.4,133,14,1.9,319]
[6065,12.5,198,456,2.1,295]
[6066,12,81,437,2.6,296]
[6067,11.3,6,0,3.3,294]
[6068,10.5,0,0,3.8,298]
[6069,9.8000000000000007,0,0,2.8,294]
[6070,9.1,0,0,2.8,294]
[6071,8.4,0,0,1.4,292]
[6072,7.7,0,0,0.7,291]
[6073,7.1,0,0,1.8,291]
[6074,6.4,0,0,2.1,294]
[6075,6,0,0,2.2999999999999998,295]
[6076,5.6,0,0,0.6,296]
[6077,5.3,0,0,0.4,294]
[6078,5.6,14,0,0.9,300]
[6079,6.6,61,42,1.1000000000000001,302]
[6080,8.1999999999999993,167,153,2.1,302]
[6081,9.1999999999999993,198,67,2.2999999999999998,301]
[6082,9.9,210,24,2.1,304]
[6083,10,167,2,2.8,314]
[6084,11,334,128,3.1,302]
[6085,11.5,293,55,4.2,307]
[6086,11.8,265,56,4.5999999999999996,311]
[6087,11.7,182,18,5.5,317]
[6088,11.7,212,198,6.6,306]
[6089,11.6,183,460,6.6,298]
[6090,10.9,76,405,7.9,297]
[6091,10,2,0,7,298]
[6092,9.5,0,0,5.5,299]
[6093,8.9,0,0,6.3,304]
[6094,8.4,0,0,7,305]
[6095,7.9,0,0,6.3,306]
[6096,7.3,0,0,6.3,306]
[6097,7.2,0,0,6.6,307]
[6098,7.2,0,0,6.1,310]
[6099,7.1,0,0,7.5,314]
[6100,7.1,0,0,7.9,317]
[6101,7.1,0,0,7.9,318]
[6102,7.1,4,0,6.1,324]
[6103,7.6,44,0,5.5,318]
[6104,8.6999999999999993,75,0,4.5999999999999996,325]
[6105,9.1999999999999993,83,0,3.3,328]
[6106,9.5,96,0,2.8,326]
[6107,10.1,154,0,2.1,325]
[6108,10.5,141,0,1,329]
[6109,11,168,1,0.7,329]
[6110,11.2,151,0,0.6,328]
[6111,11.4,142,0,0.7,325]
[6112,11.4,113,0,0.6,323]
[6113,11.2,66,0,1.3,325]
[6114,10.7,21,0,0.9,326]
[6115,10.3,0,0,2.1,322]
[6116,9.6999999999999993,0,0,1.3,326]
[6117,9.1999999999999993,0,0,1.3,327]
[6118,8.6999999999999993,0,0,1.6,323]
[6119,8.1999999999999993,0,0,1.8,326]
[6120,7.7,0,0,1.8,326]
[6121,7.2,0,0,1.3,325]
[6122,6.6,0,0,2.8,323]
[6123,6.3,0,0,2.6,322]
[6124,6,0,0,2.6,321]
[6125,5.8,0,0,2.1,320]
[6126,5.8,2,0,1.9,321]
[6127,5.9,10,0,3.3,320]
[6128,7.8,197,298,3.1,297]
[6129,9.5,286,340,2.2999999999999998,298]
[6130,11.5,463,711,1.6,288]
[6131,13.1,498,645,0.9,293]
[6132,13.6,379,216,0.9,307]
[6133,13.7,278,60,1.3,317]
[6134,13.1,168,3,2.1,328]
[6135,12.5,143,1,1.9,326]
[6136,11.8,116,2,1.1000000000000001,322]
[6137,10.9,15,0,1.9,332]
[6138,10,5,0,1.6,330]
[6139,9.1999999999999993,0,0,2.1,328]
[6140,9.4,0,0,2.2999999999999998,332]
[6141,9.6,0,0,3.3,334]
[6142,9.6999999999999993,0,0,3.3,339]
[6143,10,0,0,3.1,342]
[6144,10.1,0,0,3.8,341]
[6145,10.3,0,0,3.1,340]
[6146,10.4,0,0,2.8,342]
[6147,10.5,0,0,1.9,343]
[6148,10.6,0,0,1.8,347]
[6149,10.7,0,0,3.1,344]
[6150,10.8,2,0,3.1,347]
[6151,12,58,76,2.6,334]
[6152,13.3,124,35,3.1,332]
[6153,14.7,194,58,3.3,333]
[6154,16.100000000000001,255,71,1.9,331]
[6155,17.399999999999999,310,92,3.3,330]
[6156,18.399999999999999,321,84,3.3,329]
[6157,19.100000000000001,313,83,4.5999999999999996,335]
[6158,19.600000000000001,301,104,7,334]
[6159,19.7,246,97,7.5,334]
[6160,19.5,175,91,6.3,332]
[6161,19,106,90,7,328]
[6162,18.100000000000001,30,12,6.3,323]
[6163,17.100000000000001,0,0,6.1,324]
[6164,16.399999999999999,0,0,5.2,331]
[6165,15.7,0,0,5.2,331]
[6166,15,0,0,7.9,330]
[6167,14.3,0,0,6.6,331]
[6168,13.4,0,0,7.5,343]
[6169,12.7,0,0,8.6999999999999993,345]
[6170,11.8,0,0,5.5,341]
[6171,11.4,0,0,5.8,341]
[6172,10.9,0,0,5.8,341]
[6173,10.7,0,0,6.1,342]
[6174,10.7,2,0,5.2,348]
[6175,11.3,42,0,5.8,338]
[6176,11.5,39,0,4.9000000000000004,345]
[6177,12.3,143,9,6.6,340]
[6178,13,170,11,6.3,336]
[6179,14.8,452,488,6.3,318]
[6180,15.8,362,199,5.5,328]
[6181,17.399999999999999,613,736,4.4000000000000004,313]
[6182,18.3,494,675,4.5999999999999996,319]
[6183,18,211,80,3.1,342]
[6184,17,24,0,1.9,362]
[6185,16.100000000000001,13,0,3.3,363]
[6186,15.3,26,6,3.1,360]
[6187,14.6,0,0,2.6,358]
[6188,14.2,0,0,2.2999999999999998,362]
[6189,13.8,0,0,2.8,360]
[6190,13.3,0,0,2.8,357]
[6191,12.9,0,0,1.8,356]
[6192,12.5,0,0,3.1,351]
[6193,12.1,0,0,2.6,352]
[6194,11.7,0,0,3.3,352]
[6195,11.5,0,0,2.6,350]
[6196,11.3,0,0,2.1,345]
[6197,11.2,0,0,4.5999999999999996,341]
[6198,11.3,1,0,6.3,337]
[6199,11.4,9,0,5.8,334]
[6200,11.6,19,0,5.5,334]
[6201,11.9,31,0,4.5999999999999996,335]
[6202,12.1,49,0,5.5,330]
[6203,12.4,57,0,6.3,332]
[6204,12.6,69,0,5.8,333]
[6205,12.8,68,0,6.1,333]
[6206,14.3,393,387,7,303]
[6207,15.3,322,432,8.1999999999999993,306]
[6208,15.7,229,370,6.6,310]
[6209,15.8,126,288,4.2,315]
[6210,15.4,37,178,3.6,314]
[6211,15,0,0,4.2,314]
[6212,14.2,0,0,6.1,312]
[6213,13.4,0,0,6.1,312]
[6214,12.6,0,0,4.4000000000000004,308]
[6215,11.8,0,0,5.5,302]
[6216,11,0,0,4.5999999999999996,301]
[6217,9.1,0,0,4.4000000000000004,297]
[6218,6.9,0,0,5.2,290]
[6219,5.7,0,0,4.5999999999999996,288]
[6220,4.5999999999999996,0,0,2.6,281]
[6221,3.7,0,0,1.9,282]
[6222,3.6,4,0,2.6,278]
[6223,4.8,97,388,2.6,284]
[6224,6.1,205,427,1.6,287]
[6225,7.7,357,687,2.1,288]
[6226,9,425,713,2.1,290]
[6227,10,479,699,3.8,289]
[6228,10.6,443,473,4,295]
[6229,10.9,433,487,3.3,294]
[6230,11.1,410,556,3.1,294]
[6231,10.8,298,360,4,302]
[6232,10.1,197,271,3.6,305]
[6233,9.1,95,115,1.9,308]
[6234,7.8,10,0,2.2999999999999998,319]
[6235,7.4,0,0,1.4,321]
[6236,7,0,0,1.6,321]
[6237,6.6,0,0,2.1,322]
[6238,6.2,0,0,1.4,322]
[6239,5.8,0,0,1.4,320]
[6240,5.4,0,0,2.8,318]
[6241,6,0,0,2.6,322]
[6242,6.7,0,0,2.6,326]
[6243,7.1,0,0,1,328]
[6244,7.6,0,0,1.4,328]
[6245,7.9,0,0,0.9,329]
[6246,8,1,0,0.7,330]
[6247,8.3000000000000007,7,0,0.6,330]
[6248,10.4,136,129,0.9,312]
[6249,11.6,148,18,0.7,321]
[6250,12.2,129,0,0.6,322]
[6251,13.6,262,76,1.3,313]
[6252,15.4,379,243,1.8,305]
[6253,17.600000000000001,528,751,1.9,297]
[6254,18.899999999999999,440,693,1.4,304]
[6255,19.7,385,686,2.6,303]
[6256,19.600000000000001,206,308,2.6,317]
[6257,18.899999999999999,108,190,0.7,324]
[6258,17.8,27,0,1,330]
[6259,17.100000000000001,0,0,0.9,335]
[6260,16.3,0,0,0.8,332]
[6261,15.5,0,0,1.3,329]
[6262,14.7,0,0,1.1000000000000001,328]
[6263,13.9,0,0,1.8,329]
[6264,13.1,0,0,1.4,330]
[6265,11.7,0,0,1,321]
[6266,10.1,0,0,1.3,316]
[6267,9.3000000000000007,0,0,2.6,313]
[6268,8.5,0,0,4,311]
[6269,7.9,0,0,1.8,309]
[6270,7.9,2,0,1.8,312]
[6271,8.9,74,235,2.1,311]
[6272,10.1,161,292,1.8,313]
[6273,11.6,287,497,1.8,307]
[6274,13.1,383,596,1.1000000000000001,304]
[6275,14.3,425,557,0.8,309]
[6276,15.3,462,627,1,311]
[6277,16.100000000000001,477,683,1.1000000000000001,310]
[6278,16.5,450,745,2.1,310]
[6279,16.5,331,560,4.2,318]
[6280,16.100000000000001,227,494,4,317]
[6281,15.2,127,264,5.5,319]
[6282,14,17,0,4.9000000000000004,331]
[6283,13.1,0,0,3.8,332]
[6284,12.1,0,0,4,328]
[6285,11.2,0,0,3.1,322]
[6286,10.3,0,0,1.1000000000000001,318]
[6287,9.4,0,0,1,314]
[6288,8.4,0,0,1.1000000000000001,311]
[6289,8.1,0,0,3.1,311]
[6290,7.7,0,0,2.6,310]
[6291,7.5,0,0,2.8,309]
[6292,7.3,0,0,2.2999999999999998,306]
[6293,7.1,0,0,1.8,309]
[6294,7.2,2,0,2.1,305]
[6295,8.1999999999999993,54,67,1.4,308]
[6296,9.8000000000000007,154,241,1.3,304]
[6297,11.6,261,355,1.3,304]
[6298,12.8,273,159,2.2999999999999998,309]
[6299,13.2,215,24,3.1,319]
[6300,13.6,243,25,1.1000000000000001,321]
[6301,14.1,278,87,0.8,317]
[6302,14.6,319,252,0.9,312]
[6303,15.2,349,597,1,308]
[6304,15.4,298,716,1.3,304]
[6305,15,155,407,0.8,309]
[6306,14.1,32,0,0.8,318]
[6307,13.3,0,0,0.9,319]
[6308,12.5,0,0,0.9,319]
[6309,11.8,0,0,0.9,316]
[6310,11,0,0,0.6,314]
[6311,10.199999999999999,0,0,1.4,309]
[6312,9.5,0,0,1.9,306]
[6313,8.9,0,0,1.8,305]
[6314,8.1999999999999993,0,0,0.8,301]
[6315,7.9,0,0,1.1000000000000001,301]
[6316,7.6,0,0,0.9,302]
[6317,7.3,0,0,0.6,301]
[6318,7.3,2,0,0.4,303]
[6319,8.8000000000000007,83,391,0.5,308]
[6320,10.7,200,612,0.8,306]
[6321,12.6,319,746,1.8,307]
[6322,14.5,413,800,2.8,306]
[6323,16.100000000000001,475,824,3.1,303]
[6324,17.399999999999999,509,857,3.8,308]
[6325,18.399999999999999,507,885,2.6,306]
[6326,18.899999999999999,451,856,2.1,309]
[6327,19,367,818,2.8,309]
[6328,18.5,253,718,4,306]
[6329,17.5,128,304,4,309]
[6330,16.100000000000001,12,0,3.3,327]
[6331,15.1,0,0,4,332]
[6332,14.1,0,0,4.9000000000000004,328]
[6333,13.1,0,0,2.2999999999999998,325]
[6334,12.1,0,0,4,323]
[6335,11.2,0,0,3.3,318]
[6336,10.199999999999999,0,0,3.8,315]
[6337,9.4,0,0,3.3,311]
[6338,8.5,0,0,3.1,308]
[6339,8,0,0,5.8,306]
[6340,7.5,0,0,5.8,305]
[6341,7.2,0,0,3.1,304]
[6342,7.1,1,0,4,306]
[6343,8.1999999999999993,69,263,2.2999999999999998,306]
[6344,9.4,152,301,3.8,308]
[6345,10.8,254,360,2.6,307]
[6346,12.5,389,608,2.1,299]
[6347,14.1,469,800,2.2999999999999998,295]
[6348,15.2,475,646,3.1,302]
[6349,15.7,379,339,1.6,311]
[6350,15.8,345,385,1.6,312]
[6351,15.7,281,391,3.1,316]
[6352,15.2,193,341,4,316]
[6353,14.1,74,86,3.8,328]
[6354,12.9,3,0,3.3,340]
[6355,12.7,0,0,5.5,344]
[6356,12.4,0,0,4.5999999999999996,344]
[6357,12.2,0,0,3.3,347]
[6358,11.9,0,0,1.9,344]
[6359,11.6,0,0,2.6,345]
[6360,11.4,0,0,3.1,344]
[6361,11.1,0,0,3.8,350]
[6362,11.8,0,0,3.6,349]
[6363,11.9,0,0,3.3,352]
[6364,11.1,0,0,4.5999999999999996,352]
[6365,12.1,0,0,3.1,357]
[6366,12.3,0,0,2.8,357]
[6367,12.5,9,0,2.2999999999999998,359]
[6368,12.9,23,0,3.6,361]
[6369,13.2,35,0,5.2,361]
[6370,13.6,46,0,4.9000000000000004,363]
[6371,13.8,53,0,4.9000000000000004,365]
[6372,14.1,61,0,4.5999999999999996,366]
[6373,14.2,59,0,3.8,365]
[6374,14.3,46,0,4.5999999999999996,363]
[6375,14.3,35,0,5.2,364]
[6376,14.1,23,0,4.9000000000000004,364]
[6377,13.8,12,0,5.2,364]
[6378,13.9,2,0,4.2,359]
[6379,13.8,0,0,2.2999999999999998,359]
[6380,13.7,0,0,4,356]
[6381,13.6,0,0,5.2,355]
[6382,13.5,0,0,4.9000000000000004,351]
[6383,13.3,0,0,4.9000000000000004,347]
[6384,13.2,0,0,4.9000000000000004,343]
[6385,12.5,0,0,5.2,341]
[6386,11.8,0,0,5.8,335]
[6387,11.4,0,0,5.8,334]
[6388,11,0,0,4.5999999999999996,328]
[6389,10.7,0,0,5.2,322]
[6390,10.6,1,0,4.5999999999999996,320]
[6391,11.8,72,338,4.5999999999999996,321]
[6392,13.4,177,516,3.6,319]
[6393,15.2,291,674,4.5999999999999996,320]
[6394,16.7,367,648,4.2,319]
[6395,18.100000000000001,436,725,3.8,321]
[6396,19.2,457,717,2.2999999999999998,322]
[6397,20,454,756,4.5999999999999996,324]
[6398,20.5,411,770,5.5,322]
[6399,20.5,320,679,6.3,325]
[6400,20,216,597,7,327]
[6401,19,101,404,8.6999999999999993,333]
[6402,17.7,4,0,8.6999999999999993,331]
[6403,17.100000000000001,0,0,9.8000000000000007,339]
[6404,16.5,0,0,11.6,337]
[6405,16,0,0,9.8000000000000007,338]
[6406,15.4,0,0,8.1999999999999993,338]
[6407,14.8,0,0,7,338]
[6408,14.2,0,0,4.4000000000000004,340]
[6409,14,0,0,4.9000000000000004,342]
[6410,13.8,0,0,4.2,344]
[6411,13.7,0,0,3.6,347]
[6412,13.6,0,0,4,347]
[6413,13.5,0,0,2.2999999999999998,348]
[6414,13.5,0,0,2.1,352]
[6415,13.9,26,0,2.6,353]
[6416,14.4,60,0,1.9,355]
[6417,14.7,90,0,1.4,357]
[6418,14.8,116,0,1.4,360]
[6419,15.4,114,0,2.1,363]
[6420,16,150,0,1.3,358]
[6421,16.100000000000001,115,0,0.9,361]
[6422,16.100000000000001,78,0,1,364]
[6423,16,64,0,0.9,363]
[6424,15.8,40,0,0.5,364]
[6425,15.6,27,0,0.5,360]
[6426,15.3,1,0,0.6,358]
[6427,14.9,0,0,1.4,358]
[6428,14.6,0,0,0.9,355]
[6429,14.2,0,0,1.6,349]
[6430,13.8,0,0,2.8,350]
[6431,13.4,0,0,3.6,344]
[6432,13.1,0,0,4.9000000000000004,344]
[6433,11.8,0,0,3.8,336]
[6434,10.4,0,0,4.9000000000000004,331]
[6435,9.6,0,0,4.9000000000000004,328]
[6436,8.9,0,0,5.2,323]
[6437,8.4,0,0,5.8,316]
[6438,8.3000000000000007,0,0,7.5,314]
[6439,8.6999999999999993,40,36,3.8,315]
[6440,9.6999999999999993,123,163,3.3,310]
[6441,11,250,436,3.6,296]
[6442,12,286,282,4.2,302]
[6443,12.2,215,35,3.8,314]
[6444,12.6,258,67,5.2,313]
[6445,12.9,270,86,4.4000000000000004,311]
[6446,12.9,232,94,4.9000000000000004,311]
[6447,13,260,336,7,305]
[6448,13,215,543,6.3,302]
[6449,12.5,111,553,4.4000000000000004,302]
[6450,11.7,9,0,6.6,301]
[6451,11,0,0,7.5,301]
[6452,10.3,0,0,8.6999999999999993,300]
[6453,9.6,0,0,8.1999999999999993,301]
[6454,8.9,0,0,9.1999999999999993,300]
[6455,8.1999999999999993,0,0,6.1,300]
[6456,7.5,0,0,8.1999999999999993,299]
[6457,7.3,0,0,9.1999999999999993,299]
[6458,7.2,0,0,7.9,302]
[6459,7.2,0,0,8.6999999999999993,300]
[6460,7.1,0,0,6.1,302]
[6461,7.1,0,0,6.1,304]
[6462,7.1,0,0,7.9,308]
[6463,7.8,38,40,7.5,310]
[6464,8.9,102,70,7.5,310]
[6465,9.9,165,78,7,307]
[6466,11.1,229,94,4.4000000000000004,309]
[6467,12.2,281,118,4.2,313]
[6468,13.1,311,140,3.8,317]
[6469,13.6,285,113,4.2,330]
[6470,13.9,233,87,4.2,325]
[6471,13.8,168,52,5.2,330]
[6472,13.4,106,30,5.5,328]
[6473,12.8,46,12,3.3,329]
[6474,12,1,0,3.1,329]
[6475,11.4,0,0,1.6,327]
[6476,10.9,0,0,1.9,324]
[6477,10.3,0,0,1.8,328]
[6478,9.6999999999999993,0,0,0.7,327]
[6479,9.1,0,0,0.7,326]
[6480,8.5,0,0,1.3,323]
[6481,7.9,0,0,1.8,320]
[6482,7.1,0,0,2.8,316]
[6483,6.7,0,0,1.3,314]
[6484,6.2,0,0,0.8,309]
[6485,6,0,0,0.9,308]
[6486,6,0,0,0.9,309]
[6487,6.4,32,19,1.4,311]
[6488,7.2,93,47,0.7,311]
[6489,7.8,134,18,0.5,316]
[6490,8.6,198,53,0.4,314]
[6491,9.1999999999999993,216,30,0.5,316]
[6492,9.6999999999999993,242,53,0.6,317]
[6493,10.1,240,58,0.6,319]
[6494,10.3,207,51,0.9,316]
[6495,10.3,167,56,1.6,313]
[6496,10,113,61,3.3,313]
[6497,9.5,50,41,3.6,312]
[6498,8.9,1,0,3.6,309]
[6499,8.6,0,0,3.1,306]
[6500,8.3000000000000007,0,0,4,304]
[6501,8,0,0,3.6,304]
[6502,7.7,0,0,3.1,301]
[6503,7.4,0,0,2.6,303]
[6504,7,0,0,1.4,304]
[6505,7.1,0,0,1.3,300]
[6506,7.1,0,0,1.4,302]
[6507,7.1,0,0,1.3,299]
[6508,7.1,0,0,0.6,299]
[6509,7.1,0,0,0.4,298]
[6510,7.1,0,0,0.4,297]
[6511,8.1,51,266,0.3,300]
[6512,9.8000000000000007,157,525,0.5,305]
[6513,11.8,268,669,0.6,306]
[6514,13.6,361,751,0.6,305]
[6515,15.3,427,809,1.1000000000000001,308]
[6516,16.7,455,833,3.1,309]
[6517,17.600000000000001,444,840,3.6,311]
[6518,18.2,394,825,4.5999999999999996,312]
[6519,18.3,309,773,4.5999999999999996,311]
[6520,17.8,197,650,4.4000000000000004,314]
[6521,16.7,81,405,5.5,315]
[6522,15.4,2,0,5.8,313]
[6523,14.8,0,0,5.2,320]
[6524,14.3,0,0,4.5999999999999996,320]
[6525,13.7,0,0,5.2,324]
[6526,13.2,0,0,2.1,323]
[6527,12.6,0,0,2.6,323]
[6528,12.1,0,0,2.6,320]
[6529,11.4,0,0,2.8,324]
[6530,10.8,0,0,2.6,321]
[6531,10.5,0,0,2.1,321]
[6532,10.199999999999999,0,0,4.5999999999999996,322]
[6533,10,0,0,3.1,322]
[6534,10,0,0,2.8,325]
[6535,10.3,17,0,2.8,324]
[6536,10.8,52,0,2.6,325]
[6537,11.4,96,0,3.1,322]
[6538,12.2,169,39,1.3,315]
[6539,13.6,315,267,3.3,306]
[6540,14.4,271,123,3.3,313]
[6541,15.3,340,348,2.8,308]
[6542,15.7,269,218,3.3,314]
[6543,15.6,154,64,1.8,336]
[6544,15.5,140,217,1.4,316]
[6545,15.1,85,298,1,304]
[6546,14.4,3,0,1.6,303]
[6547,13.5,0,0,1.3,299]
[6548,12.6,0,0,1.1000000000000001,297]
[6549,11.7,0,0,1.9,294]
[6550,10.8,0,0,1.9,295]
[6551,9.1999999999999993,0,0,1.1000000000000001,290]
[6552,7.6,0,0,1.1000000000000001,286]
[6553,6,0,0,1.2,283]
[6554,4.4000000000000004,0,0,1.3,279]
[6555,2.8,0,0,1.9,273]
[6556,1.5,0,0,1.6,268]
[6557,0.5,0,0,1.6,265]
[6558,0.4,0,0,1,260]
[6559,1.3,46,215,2.4,264]
[6560,2.8,133,404,2.6,271]
[6561,4.9000000000000004,251,604,3.2,271]
[6562,6.5,305,488,3.6,271]
[6563,8.1999999999999993,391,650,4.3,269]
[6564,9.6999999999999993,425,747,3.2,271]
[6565,10.7,432,764,3,269]
[6566,11.1,350,671,2,274]
[6567,11,267,607,2.4,277]
[6568,10.1,160,456,1.2,278]
[6569,8.6999999999999993,61,283,1.2,283]
[6570,7.2,0,0,0.9,279]
[6571,5.9,0,0,0.5,279]
[6572,4.7,0,0,0.1,275]
[6573,3.5,0,0,0.9,270]
[6574,2.2000000000000002,0,0,0.1,266]
[6575,1,0,0,0.3,262]
[6576,-0.2,0,0,1,257]
[6577,-0.6,0,0,0.5,257]
[6578,-1,0,0,0.6,255]
[6579,-1.2,0,0,1.2,254]
[6580,-1.3,0,0,1.6,252]
[6581,-1.5,0,0,1.6,249]
[6582,-1.4,0,0,1.3,248]
[6583,-0.1,49,359,2.2000000000000002,252]
[6584,2.2000000000000002,152,587,2.8,260]
[6585,5,268,547,4,264]
[6586,6.1,213,134,4.5,281]
[6587,7.8,332,354,4.7,278]
[6588,10.4,491,767,5.8,271]
[6589,11.8,429,648,6.8,277]
[6590,11.8,232,158,7,293]
[6591,11.2,175,108,7.5,290]
[6592,10,98,74,7.7,292]
[6593,8.4,13,0,9.3000000000000007,301]
[6594,7,0,0,9.6999999999999993,299]
[6595,6.4,0,0,6.6,299]
[6596,5.8,0,0,6.3,297]
[6597,5.2,0,0,2.6,298]
[6598,4.5999999999999996,0,0,2.2000000000000002,296]
[6599,4,0,0,3.6,292]
[6600,3.4,0,0,3.4,289]
[6601,2.9,0,0,4.7,289]
[6602,2.2999999999999998,0,0,5.8,287]
[6603,1.7,0,0,4.7,285]
[6604,1.4,0,0,5.3,282]
[6605,1.1000000000000001,0,0,4.7,282]
[6606,0.9,0,0,4.3,281]
[6607,1.7,14,0,2.6,283]
[6608,3,65,4,3,283]
[6609,4.0999999999999996,106,4,3,288]
[6610,4.9000000000000004,127,1,2.4,290]
[6611,6.2,200,57,1.9,286]
[6612,8.1,335,318,2,279]
[6613,10,400,641,1.9,278]
[6614,11.1,348,723,2,280]
[6615,11.6,295,664,2.2000000000000002,279]
[6616,11.1,156,327,1.9,287]
[6617,9.8000000000000007,30,5,1.7,301]
[6618,8.4,0,0,1.2,301]
[6619,8,0,0,1.2,301]
[6620,7.5,0,0,1,301]
[6621,7.1,0,0,2,303]
[6622,6.7,0,0,4,304]
[6623,6.3,0,0,5,303]
[6624,5.9,0,0,5.3,304]
[6625,5.5,0,0,5,304]
[6626,5.0999999999999996,0,0,5.3,303]
[6627,4.7,0,0,5.3,303]
[6628,4.5,0,0,5.3,300]
[6629,4.3,0,0,6.8,298]
[6630,4.2,0,0,7.2,301]
[6631,4.3,3,0,6.1,302]
[6632,5.8,62,1,6.8,294]
[6633,7.1,114,11,6.8,296]
[6634,8.3000000000000007,155,18,6.1,302]
[6635,9.5,201,32,8,303]
[6636,10.3,205,27,7.5,308]
[6637,10.8,206,33,7.2,309]
[6638,11.2,188,57,8.6999999999999993,310]
[6639,11,125,14,8.4,314]
[6640,10.4,77,10,8.4,316]
[6641,9.6,26,0,8.6999999999999993,315]
[6642,8.6999999999999993,0,0,7.2,314]
[6643,8.3000000000000007,0,0,8.4,314]
[6644,7.8,0,0,7.5,309]
[6645,7.4,0,0,5.8,305]
[6646,6.9,0,0,3.4,308]
[6647,6.5,0,0,1.7,306]
[6648,6,0,0,1.4,306]
[6649,5.6,0,0,1,306]
[6650,5.2,0,0,0.9,309]
[6651,4.8,0,0,0.5,308]
[6652,4.5999999999999996,0,0,0.9,306]
[6653,4.4000000000000004,0,0,0.9,308]
[6654,4.2,0,0,1.4,309]
[6655,4.4000000000000004,3,0,2.6,309]
[6656,6.3,77,73,2,298]
[6657,8.1999999999999993,156,118,2,301]
[6658,10,221,144,3.4,305]
[6659,11.2,229,89,3.4,306]
[6660,12.3,265,120,3.4,306]
[6661,12.9,243,104,2.4,309]
[6662,13.4,259,312,2.8,307]
[6663,13.5,197,311,3.6,310]
[6664,12.8,106,124,4.3,313]
[6665,11.7,31,38,6.1,310]
[6666,10.5,0,0,5.3,307]
[6667,9.9,0,0,5,305]
[6668,9.4,0,0,3.2,306]
[6669,8.9,0,0,3,305]
[6670,8.3000000000000007,0,0,2.6,302]
[6671,7.8,0,0,2.2000000000000002,304]
[6672,7.2,0,0,2.2000000000000002,304]
[6673,6.7,0,0,2,304]
[6674,6.2,0,0,3.4,303]
[6675,5.8,0,0,3.2,302]
[6676,5.5,0,0,3.4,301]
[6677,5.3,0,0,2.4,300]
[6678,5.0999999999999996,0,0,2.2000000000000002,299]
[6679,6.1,22,0,1.7,303]
[6680,7.7,94,150,2,305]
[6681,8.8000000000000007,130,68,2.8,309]
[6682,9.9,175,69,3.2,310]
[6683,11.8,311,376,3.4,303]
[6684,13,313,359,4.7,308]
[6685,14,316,373,4.7,311]
[6686,14,204,115,5.6,318]
[6687,13.3,116,17,4.7,324]
[6688,12.2,49,0,4.3,325]
[6689,11,4,0,3.4,323]
[6690,10,0,0,4.7,319]
[6691,9.6999999999999993,0,0,5.3,318]
[6692,9.5,0,0,5,315]
[6693,9.1999999999999993,0,0,4.0999999999999996,313]
[6694,8.9,0,0,4.3,315]
[6695,8.6999999999999993,0,0,5,315]
[6696,8.4,0,0,4.3,314]
[6697,8.1,0,0,4.5,319]
[6698,7.9,0,0,4.7,320]
[6699,7.7,0,0,3.6,320]
[6700,7.6,0,0,2,320]
[6701,7.5,0,0,1.7,318]
[6702,7.5,0,0,2.2000000000000002,319]
[6703,8,10,0,2.8,321]
[6704,9,47,0,3.4,322]
[6705,9.9,72,0,3.8,320]
[6706,10.5,86,0,4.0999999999999996,326]
[6707,11.2,117,0,5.3,328]
[6708,11.5,94,0,4.0999999999999996,329]
[6709,11.2,33,0,4.0999999999999996,334]
[6710,12.8,299,398,4.5,302]
[6711,13.8,251,665,4.3,300]
[6712,14,150,395,5,307]
[6713,13.3,28,0,5.6,321]
[6714,12.7,0,0,6.1,319]
[6715,12.1,0,0,5,319]
[6716,11.5,0,0,5.6,318]
[6717,10.9,0,0,5.6,313]
[6718,10.3,0,0,4.5,310]
[6719,9.6,0,0,5,303]
[6720,9,0,0,4.7,301]
[6721,8.3000000000000007,0,0,3.8,300]
[6722,7.6,0,0,4.7,296]
[6723,6.8,0,0,5.3,294]
[6724,6.3,0,0,5.3,293]
[6725,5.9,0,0,5.6,292]
[6726,5.6,0,0,6.1,290]
[6727,6.4,21,0,5.8,294]
[6728,7.7,87,144,6.1,299]
[6729,10.7,267,556,5,290]
[6730,11.8,233,255,5.6,307]
[6731,12.1,206,89,5.8,315]
[6732,11.6,130,0,5.6,321]
[6733,11.5,155,8,4.5,320]
[6734,11.4,148,16,4.3,319]
[6735,10.8,103,7,6.1,321]
[6736,10.4,101,148,5.3,312]
[6737,9.4,4,0,5.3,331]
[6738,9.1999999999999993,0,0,6.6,330]
[6739,9,0,0,5.3,328]
[6740,8.9,0,0,4.5,329]
[6741,8.6999999999999993,0,0,3.2,331]
[6742,8.5,0,0,3.6,331]
[6743,8.4,0,0,3.8,330]
[6744,8.1999999999999993,0,0,3.2,329]
[6745,8.5,0,0,3.2,329]
[6746,8.6999999999999993,0,0,3,329]
[6747,9,0,0,2.6,328]
[6748,9.1,0,0,3.4,333]
[6749,9.3000000000000007,0,0,4.7,336]
[6750,9.4,0,0,5.3,339]
[6751,9.6,2,0,3.2,340]
[6752,10.199999999999999,21,0,3,337]
[6753,10.9,45,0,1.7,338]
[6754,11.5,64,0,1.6,340]
[6755,11.9,63,0,1.9,339]
[6756,12.3,70,0,3,340]
[6757,12.6,73,0,3,340]
[6758,12.7,67,0,2.8,340]
[6759,12.7,46,0,2.6,340]
[6760,12.5,27,0,3.2,340]
[6761,12.1,4,0,2.4,345]
[6762,12,0,0,3.6,346]
[6763,11.4,0,0,3.4,350]
[6764,11.9,0,0,3.6,348]
[6765,11.9,0,0,3.2,351]
[6766,11.8,0,0,3.4,350]
[6767,11.8,0,0,4,351]
[6768,11.5,0,0,4.7,349]
[6769,11.6,0,0,4,351]
[6770,11.4,0,0,5.3,350]
[6771,11.2,0,0,4.3,350]
[6772,11.1,0,0,3.2,351]
[6773,11,0,0,4.0999999999999996,351]
[6774,11,0,0,5.3,351]
[6775,11.1,2,0,6.3,351]
[6776,11.8,33,0,6.1,346]
[6777,12.6,67,0,5,346]
[6778,13.2,87,0,6.1,348]
[6779,13.8,106,0,7,345]
[6780,14.1,107,0,6.8,349]
[6781,14.4,103,0,6.3,353]
[6782,14.4,82,0,6.1,355]
[6783,14.2,55,0,6.3,355]
[6784,13.9,31,0,6.6,355]
[6785,13.4,3,0,6.3,358]
[6786,13.3,0,0,9.3000000000000007,355]
[6787,13.2,0,0,9.3000000000000007,354]
[6788,13.1,0,0,8,357]
[6789,12.9,0,0,7.7,355]
[6790,12.8,0,0,5.8,359]
[6791,12.4,0,0,6.8,357]
[6792,12.5,0,0,5.8,357]
[6793,12.5,0,0,4.3,357]
[6794,12.5,0,0,3.4,359]
[6795,12.3,0,0,4,355]
[6796,12.5,0,0,2,357]
[6797,12.5,0,0,1.3,357]
[6798,12.5,0,0,2,357]
[6799,12.5,2,0,1.7,356]
[6800,12.9,15,0,1.9,353]
[6801,13.2,28,0,1.7,354]
[6802,13.5,44,0,1.3,355]
[6803,13.5,50,0,2,357]
[6804,14.1,57,0,2.8,357]
[6805,14,49,0,3.8,361]
[6806,13.4,46,0,3.4,356]
[6807,14.3,34,0,4,359]
[6808,14.3,19,0,5,359]
[6809,14,2,0,4.5,361]
[6810,13.8,0,0,3.8,359]
[6811,13.6,0,0,3.8,359]
[6812,13.4,0,0,3.8,358]
[6813,13.2,0,0,3.8,356]
[6814,13,0,0,4.3,355]
[6815,12.8,0,0,4,354]
[6816,12.6,0,0,3.2,352]
[6817,12.1,0,0,2.6,350]
[6818,11.6,0,0,2.4,347]
[6819,11.1,0,0,2.8,344]
[6820,10.9,0,0,3,341]
[6821,10.6,0,0,2.2000000000000002,337]
[6822,10.5,0,0,2,339]
[6823,10.3,1,0,3,335]
[6824,11.3,35,0,4.0999999999999996,340]
[6825,12.1,71,0,2.8,339]
[6826,12.9,109,0,3.6,341]
[6827,13.5,131,2,4,336]
[6828,14,136,2,2.2000000000000002,335]
[6829,14.3,130,1,2.8,338]
[6830,14.4,110,0,3,336]
[6831,14.3,76,0,1.9,337]
[6832,13.9,39,0,2.6,337]
[6833,13.4,3,0,2.4,343]
[6834,12.9,0,0,2,343]
[6835,12.3,0,0,1.4,342]
[6836,11.8,0,0,2,345]
[6837,11.3,0,0,2.2000000000000002,343]
[6838,10.7,0,0,1.7,339]
[6839,10.199999999999999,0,0,1.4,335]
[6840,9.6999999999999993,0,0,0.7,333]
[6841,9.1999999999999993,0,0,0.8,332]
[6842,8.6999999999999993,0,0,0.5,330]
[6843,8.3000000000000007,0,0,0.5,327]
[6844,8.1,0,0,0.2,325]
[6845,7.9,0,0,0.3,323]
[6846,7.8,0,0,0.1,322]
[6847,8,4,0,0.1,318]
[6848,8.9,45,3,0.1,317]
[6849,9.6999999999999993,82,0,0.3,319]
[6850,11.5,214,251,0.3,309]
[6851,13.3,294,453,0.3,309]
[6852,14.3,276,335,0.7,318]
[6853,15.2,286,401,1,318]
[6854,15.9,309,591,0.8,313]
[6855,15.7,157,232,0.8,328]
[6856,15.3,104,246,0.7,326]
[6857,14.3,12,0,0.8,337]
[6858,13.8,0,0,0.6,334]
[6859,13.3,0,0,0.2,329]
[6860,12.7,0,0,0.8,327]
[6861,12.2,0,0,0.6,326]
[6862,11.7,0,0,1.2,325]
[6863,11.2,0,0,0.1,324]
[6864,10.7,0,0,0.5,320]
[6865,9.8000000000000007,0,0,0.3,315]
[6866,9,0,0,0.5,312]
[6867,8.1,0,0,1,310]
[6868,7.7,0,0,1.2,308]
[6869,7.3,0,0,1,303]
[6870,7,0,0,1.6,300]
[6871,7.1,3,0,0.9,300]
[6872,8.6,77,276,0.7,305]
[6873,10.3,163,413,1.2,305]
[6874,11.9,242,505,1.2,305]
[6875,13.2,274,438,0.8,309]
[6876,14.2,292,419,0.8,310]
[6877,14.7,268,391,1.2,312]
[6878,14.9,228,388,1.3,315]
[6879,14.6,154,301,1.4,317]
[6880,13.7,67,73,1.3,323]
[6881,12.6,2,0,1.9,321]
[6882,11.9,0,0,1.9,318]
[6883,11.3,0,0,2.8,318]
[6884,10.6,0,0,2.2000000000000002,313]
[6885,10,0,0,2.6,310]
[6886,9.3000000000000007,0,0,2.6,308]
[6887,8.6999999999999993,0,0,2,304]
[6888,8,0,0,2.4,304]
[6889,7.4,0,0,2,305]
[6890,6.8,0,0,2.6,302]
[6891,6.2,0,0,2.8,299]
[6892,5.9,0,0,2.6,299]
[6893,5.6,0,0,3.2,297]
[6894,5.4,0,0,3.2,293]
[6895,5.5,3,0,3,294]
[6896,7.1,66,195,3.6,298]
[6897,9,154,386,3.2,298]
[6898,10.5,201,297,3.4,303]
[6899,11.8,232,181,4.3,303]
[6900,12.9,277,349,4.3,302]
[6901,14,304,501,3.2,301]
[6902,14.8,311,739,2.6,297]
[6903,14.9,221,730,3.8,297]
[6904,14.2,107,550,3.2,301]
[6905,12.8,13,0,3.8,299]
[6906,12.1,0,0,4.7,302]
[6907,11.4,0,0,4.7,299]
[6908,10.6,0,0,3.4,298]
[6909,9.9,0,0,3.4,296]
[6910,9.1999999999999993,0,0,2.6,293]
[6911,8.4,0,0,1.9,293]
[6912,7.7,0,0,2.8,291]
[6913,7,0,0,3,290]
[6914,6.3,0,0,2.4,287]
[6915,5.5,0,0,2.6,282]
[6916,5.0999999999999996,0,0,1.9,282]
[6917,4.7,0,0,2.6,281]
[6918,4.4000000000000004,0,0,4,278]
[6919,4.4000000000000004,2,0,5.6,279]
[6920,6.4,89,360,5.3,286]
[6921,8.1999999999999993,171,426,3.6,291]
[6922,9.4,193,219,3,300]
[6923,9.8000000000000007,173,69,3,307]
[6924,10.3,189,78,3.4,309]
[6925,11,254,326,2.2000000000000002,302]
[6926,11.3,222,409,2.2000000000000002,304]
[6927,11.2,160,372,1.7,306]
[6928,10.4,59,99,2.4,313]
[6929,9.3000000000000007,4,0,1.6,310]
[6930,8.9,0,0,1.4,310]
[6931,8.5,0,0,1.7,306]
[6932,8,0,0,2.6,306]
[6933,7.6,0,0,3.8,305]
[6934,7.2,0,0,3.4,304]
[6935,6.8,0,0,2.4,303]
[6936,6.4,0,0,2.6,302]
[6937,6.2,0,0,3.6,302]
[6938,6.1,0,0,1.9,302]
[6939,6,0,0,3.6,302]
[6940,6,0,0,3.4,303]
[6941,5.9,0,0,4,302]
[6942,5.9,0,0,3,305]
[6943,5.9,1,0,3.4,307]
[6944,6.8,35,0,3.4,308]
[6945,7.8,75,0,3.8,309]
[6946,8.8000000000000007,120,13,5,307]
[6947,9.9,164,45,4.5,309]
[6948,10.7,176,48,4.5,313]
[6949,11.2,165,45,4,315]
[6950,11.4,127,17,3.8,318]
[6951,11.2,89,12,4.7,318]
[6952,10.6,36,0,4.5,324]
[6953,9.9,1,0,4.7,324]
[6954,9.6,0,0,4.3,323]
[6955,9.1999999999999993,0,0,3.8,319]
[6956,8.9,0,0,4.3,316]
[6957,8.6,0,0,5,316]
[6958,8.1999999999999993,0,0,4,315]
[6959,7.9,0,0,4.0999999999999996,315]
[6960,7.6,0,0,4,311]
[6961,7.1,0,0,5,311]
[6962,6.7,0,0,4.7,307]
[6963,6.3,0,0,4.3,304]
[6964,6.1,0,0,4.3,299]
[6965,5.9,0,0,4.7,298]
[6966,5.7,0,0,5,299]
[6967,5.7,1,0,4.5,301]
[6968,6.6,37,9,3.6,304]
[6969,7.7,93,40,3.4,302]
[6970,8.9,145,60,2.6,306]
[6971,9.9,180,77,2.4,308]
[6972,10.5,171,46,2.8,311]
[6973,10.9,159,30,3.4,311]
[6974,11,141,56,2.6,309]
[6975,10.9,103,67,2,308]
[6976,10.4,48,44,1.4,309]
[6977,9.6,1,0,1.6,306]
[6978,9.1,0,0,2,305]
[6979,8.6999999999999993,0,0,1.4,304]
[6980,8.1999999999999993,0,0,0.9,301]
[6981,7.7,0,0,0.8,300]
[6982,7.3,0,0,1.4,300]
[6983,6.8,0,0,2.2000000000000002,298]
[6984,6.3,0,0,1.9,301]
[6985,5.9,0,0,1.9,302]
[6986,5.4,0,0,1.2,302]
[6987,5,0,0,1.3,299]
[6988,4.7,0,0,1.3,299]
[6989,4.4000000000000004,0,0,1.3,295]
[6990,4.3,0,0,3,295]
[6991,4.2,0,0,3.2,292]
[6992,5,36,10,4,295]
[6993,5.9,82,15,4.7,297]
[6994,6.9,129,44,5.3,301]
[6995,7.8,169,67,5.3,303]
[6996,8.5,173,54,4.5,303]
[6997,8.9,173,73,5,302]
[6998,9,136,44,5.3,304]
[6999,8.8000000000000007,92,35,5.6,305]
[7000,8.1999999999999993,41,18,5.3,307]
[7001,7.4,1,0,4,306]
[7002,7.4,0,0,2,306]
[7003,7.3,0,0,2.2000000000000002,308]
[7004,7.2,0,0,2,309]
[7005,7.2,0,0,2.6,310]
[7006,7.1,0,0,2,310]
[7007,7,0,0,2.2000000000000002,309]
[7008,6.9,0,0,0.9,307]
[7009,7.1,0,0,0.3,309]
[7010,7.3,0,0,0.5,312]
[7011,7.4,0,0,0.5,314]
[7012,7.6,0,0,1.3,314]
[7013,7.7,0,0,0.9,314]
[7014,7.8,0,0,1.6,312]
[7015,7.9,1,0,1.3,311]
[7016,8.8000000000000007,38,45,0.8,311]
[7017,9.8000000000000007,72,5,1.6,315]
[7018,10.7,108,8,1.7,319]
[7019,11.5,129,9,1.7,320]
[7020,12.3,154,23,2.8,321]
[7021,13,170,87,3.4,321]
[7022,13,95,0,2.4,327]
[7023,12.4,33,0,2.2000000000000002,331]
[7024,11.9,15,0,0.9,330]
[7025,11.3,1,0,1.6,327]
[7026,11.1,0,0,1.6,336]
[7027,10.9,0,0,2.2000000000000002,338]
[7028,10.6,0,0,2.6,336]
[7029,10.4,0,0,2.8,334]
[7030,10.1,0,0,3.4,330]
[7031,10,0,0,4,332]
[7032,9.8000000000000007,0,0,3.8,330]
[7033,9.3000000000000007,0,0,3,325]
[7034,8.9,0,0,3.4,321]
[7035,8.4,0,0,3.4,321]
[7036,8.1999999999999993,0,0,3.8,320]
[7037,8,0,0,4.7,318]
[7038,7.9,0,0,7,316]
[7039,7.9,1,0,8.9,316]
[7040,8.6999999999999993,42,88,8.6999999999999993,318]
[7041,9.3000000000000007,64,0,6.8,324]
[7042,10.1,115,26,5.8,322]
[7043,11.1,177,95,5.8,318]
[7044,11.8,180,80,5,320]
[7045,12,146,23,4,325]
[7046,12.1,117,41,3.6,326]
[7047,11.5,14,0,3.6,339]
[7048,10.9,17,0,1.9,338]
[7049,10.4,0,0,1.4,334]
[7050,10,0,0,1,330]
[7051,9.6,0,0,2.2000000000000002,326]
[7052,9.1,0,0,2.2000000000000002,323]
[7053,8.6999999999999993,0,0,2.2000000000000002,319]
[7054,8.1999999999999993,0,0,1.7,315]
[7055,7.8,0,0,1.7,312]
[7056,7.3,0,0,3,308]
[7057,6.6,0,0,4.5,305]
[7058,5.9,0,0,4.7,301]
[7059,5.2,0,0,6.3,294]
[7060,4.8,0,0,6.8,288]
[7061,4.4000000000000004,0,0,7.7,287]
[7062,4.2,0,0,6.8,282]
[7063,4.0999999999999996,0,0,7.5,283]
[7064,5,43,142,8.9,282]
[7065,6.4,120,291,9.6999999999999993,284]
[7066,7.9,190,367,10.3,286]
[7067,9.1,238,446,10.8,289]
[7068,10,245,400,10.3,291]
[7069,10.6,235,417,11.5,292]
[7070,10.7,177,309,11.5,297]
[7071,10.199999999999999,106,126,13.2,300]
[7072,9.4,44,138,9.3000000000000007,302]
[7073,8.5,0,0,10,297]
[7074,8,0,0,7.7,296]
[7075,7.5,0,0,8,293]
[7076,7.1,0,0,8,291]
[7077,6.6,0,0,7.2,290]
[7078,6.1,0,0,8,290]
[7079,5.7,0,0,7.2,291]
[7080,5.2,0,0,7.7,290]
[7081,4.8,0,0,7.5,288]
[7082,4.5,0,0,6.6,288]
[7083,4.0999999999999996,0,0,6.6,284]
[7084,3.9,0,0,5.3,282]
[7085,3.7,0,0,5,285]
[7086,3.6,0,0,6.8,285]
[7087,3.6,0,0,5.8,285]
[7088,3.8,9,0,6.8,283]
[7089,4.9000000000000004,70,11,4.5,286]
[7090,6,119,56,4,285]
[7091,6.2,71,0,2,295]
[7092,6.5,97,0,2.8,295]
[7093,6.9,123,20,4,292]
[7094,7.6,187,311,3,283]
[7095,7.8,121,298,3,283]
[7096,7.5,60,219,1.9,285]
[7097,6.9,1,0,3.4,280]
[7098,6.6,0,0,3,281]
[7099,6.3,0,0,3,280]
[7100,6,0,0,1.3,283]
[7101,5.8,0,0,0.9,284]
[7102,5.5,0,0,1.2,284]
[7103,5.2,0,0,0.9,286]
[7104,4.9000000000000004,0,0,0.6,283]
[7105,4.7,0,0,0.7,285]
[7106,4.5,0,0,0.5,284]
[7107,4.4000000000000004,0,0,1.2,282]
[7108,4.3,0,0,2.2000000000000002,283]
[7109,4.2,0,0,2,283]
[7110,4.2,0,0,2.4,283]
[7111,4.3,0,0,2.6,284]
[7112,4.4000000000000004,4,0,2.8,285]
[7113,5.5,83,87,3.2,288]
[7114,7.6,247,476,4.7,276]
[7115,8.5,195,240,4.7,293]
[7116,9.3000000000000007,228,331,5.3,294]
[7117,9.5,147,71,6.1,306]
[7118,8.6,20,0,7.7,322]
[7119,8,13,0,8.4,319]
[7120,7.3,5,0,8.4,319]
[7121,6.8,0,0,7,321]
[7122,6.7,0,0,7.2,322]
[7123,6.6,0,0,5.8,322]
[7124,6.4,0,0,6.3,323]
[7125,6.3,0,0,5,322]
[7126,6.1,0,0,5,320]
[7127,6,0,0,5.3,318]
[7128,5.8,0,0,6.3,318]
[7129,5.5,0,0,6.3,315]
[7130,5,0,0,6.1,314]
[7131,3.9,0,0,5,309]
[7132,4.2,0,0,6.1,310]
[7133,4.3,0,0,4.3,311]
[7134,4.0999999999999996,0,0,2.8,309]
[7135,4.0999999999999996,0,0,2.4,310]
[7136,4.2,7,0,3,310]
[7137,4.4000000000000004,21,0,1.9,311]
[7138,4.5999999999999996,33,0,1.6,311]
[7139,4.7,40,0,1.4,312]
[7140,4.8,47,0,1.9,310]
[7141,4.9000000000000004,45,0,2.2000000000000002,312]
[7142,4.9000000000000004,34,0,1.4,313]
[7143,4.8,22,0,1.9,312]
[7144,4.7,9,0,2.4,310]
[7145,4.5999999999999996,0,0,2.6,306]
[7146,4.4000000000000004,0,0,3.8,303]
[7147,4.0999999999999996,0,0,4.3,303]
[7148,3.8,0,0,2.8,303]
[7149,3.7,0,0,2.8,302]
[7150,3.6,0,0,2.4,302]
[7151,3.4,0,0,2.6,299]
[7152,3.2,0,0,2.6,299]
[7153,3,0,0,2.2000000000000002,300]
[7154,2.8,0,0,3.2,300]
[7155,2.6,0,0,2,300]
[7156,2.4,0,0,2.4,298]
[7157,2.2000000000000002,0,0,3.6,299]
[7158,2.4,0,0,3.2,299]
[7159,2.2999999999999998,0,0,2.4,296]
[7160,2.5,8,0,2.2000000000000002,299]
[7161,2.1,21,0,1.6,296]
[7162,3,37,0,2,296]
[7163,3.3,44,0,2,298]
[7164,3.5,52,0,3.2,297]
[7165,3.6,53,0,3.4,297]
[7166,3.7,42,0,3.4,298]
[7167,3.6,24,0,2.6,299]
[7168,3.4,10,0,2,299]
[7169,3.2,0,0,2.2000000000000002,298]
[7170,3.1,0,0,2.4,298]
[7171,3,0,0,2.8,299]
[7172,2.9,0,0,1,299]
[7173,2.8,0,0,1.9,297]
[7174,2.7,0,0,1.7,296]
[7175,2.6,0,0,1.2,296]
[7176,2.5,0,0,0.6,297]
[7177,1.9,0,0,0.9,298]
[7178,2.1,0,0,0.7,298]
[7179,1.5,0,0,0.9,295]
[7180,1.9,0,0,1.7,297]
[7181,0.6,0,0,1.4,292]
[7182,1.8,0,0,1.9,297]
[7183,2,0,0,3.2,296]
[7184,2.1,3,0,2,297]
[7185,2.1,10,0,2.2000000000000002,300]
[7186,2.4,17,0,2.6,296]
[7187,2.5,22,0,1.6,295]
[7188,2.7,24,0,1.3,297]
[7189,2.7,22,0,1.4,296]
[7190,2.8,18,0,1.4,297]
[7191,2.7,11,0,1,297]
[7192,2.7,4,0,0.3,296]
[7193,2.6,0,0,0.3,294]
[7194,2.5,0,0,0.9,292]
[7195,2.4,0,0,0.6,291]
[7196,2.4,0,0,0.8,289]
[7197,2.2999999999999998,0,0,0.6,288]
[7198,2.2000000000000002,0,0,0.3,288]
[7199,2,0,0,0.3,286]
[7200,2,0,0,1.2,283]
[7201,1.2,0,0,1,281]
[7202,0.2,0,0,1.4,276]
[7203,-0.9,0,0,1.6,271]
[7204,-1.4,0,0,0.5,266]
[7205,-2,0,0,1,261]
[7206,-2.4,0,0,0.5,257]
[7207,-2.8,0,0,0.7,253]
[7208,-2.1,27,0,1.2,256]
[7209,-0.7,124,343,1,251]
[7210,0.5,205,685,1,248]
[7211,1.5,268,759,1,251]
[7212,2.2000000000000002,288,666,1.6,252]
[7213,2.2999999999999998,216,433,1.4,257]
[7214,2,170,394,1.4,258]
[7215,1.2,78,106,1.7,266]
[7216,0.2,25,60,1.7,264]
[7217,-0.7,0,0,1.2,261]
[7218,-0.6,0,0,0.3,265]
[7219,-0.5,0,0,1,267]
[7220,-0.4,0,0,1.4,269]
[7221,-0.2,0,0,0.7,273]
[7222,-0.1,0,0,0.9,274]
[7223,0,0,0,1.3,273]
[7224,0.1,0,0,1.2,276]
[7225,0.5,0,0,1.3,277]
[7226,1,0,0,0.9,280]
[7227,1.4,0,0,0.7,282]
[7228,1.7,0,0,0.5,286]
[7229,2,0,0,0.3,289]
[7230,2.2000000000000002,0,0,1.3,293]
[7231,2.4,0,0,1.4,293]
[7232,2.6,3,0,1.6,296]
[7233,3.7,35,0,0.8,292]
[7234,4.5,54,0,1.2,297]
[7235,5,53,0,1.2,299]
[7236,5.4,67,0,1.7,299]
[7237,5.8,71,0,1.6,297]
[7238,6,57,0,0.9,300]
[7239,5.9,40,0,0.6,298]
[7240,5.5,7,0,0.5,302]
[7241,5.4,0,0,0.2,300]
[7242,5.3,0,0,0.7,300]
[7243,5.0999999999999996,0,0,1.3,307]
[7244,5,0,0,1.3,308]
[7245,4.9000000000000004,0,0,0.7,308]
[7246,4.8,0,0,1.3,305]
[7247,4.5,0,0,2,304]
[7248,4.0999999999999996,0,0,1.7,306]
[7249,4.2,0,0,1,304]
[7250,3.7,0,0,1.7,303]
[7251,3.3,0,0,3.2,302]
[7252,3.1,0,0,3,302]
[7253,2.9,0,0,4.0999999999999996,300]
[7254,2.8,0,0,4.0999999999999996,301]
[7255,2.6,0,0,3.6,300]
[7256,2.8,6,0,3.8,300]
[7257,3.2,31,0,3.2,295]
[7258,3.2,37,0,2.2000000000000002,297]
[7259,4.0999999999999996,103,9,2.2000000000000002,292]
[7260,4.5999999999999996,115,15,1.6,293]
[7261,4.5999999999999996,55,0,2.2000000000000002,300]
[7262,4.8,111,93,1.2,289]
[7263,5,116,291,0.8,280]
[7264,4.8,33,0,0.8,280]
[7265,4.3,0,0,1.7,279]
[7266,3.9,0,0,2.4,281]
[7267,3.5,0,0,3.8,280]
[7268,3.1,0,0,4.5,277]
[7269,2.7,0,0,6.3,275]
[7270,2.2999999999999998,0,0,6.3,275]
[7271,1.9,0,0,5.6,274]
[7272,1.5,0,0,6.3,273]
[7273,1,0,0,7,271]
[7274,0.5,0,0,5.8,271]
[7275,0,0,0,5,270]
[7276,-0.2,0,0,4.0999999999999996,270]
[7277,-0.4,0,0,4,269]
[7278,-0.6,0,0,3.8,267]
[7279,-0.7,0,0,4.0999999999999996,265]
[7280,-0.2,16,0,3.8,268]
[7281,0.9,76,138,4,266]
[7282,1.7,123,161,2.6,267]
[7283,2.8,190,364,2.8,265]
[7284,3.8,255,600,2.6,260]
[7285,4.3,218,470,2.6,265]
[7286,4.3,139,265,3.4,271]
[7287,3.7,69,103,3,273]
[7288,2.9,3,0,2.2000000000000002,286]
[7289,2.2999999999999998,0,0,3,281]
[7290,1.7,0,0,2.6,277]
[7291,1.2,0,0,2.4,276]
[7292,0.6,0,0,2.4,272]
[7293,0,0,0,1.9,272]
[7294,-0.5,0,0,2,268]
[7295,-1.1000000000000001,0,0,1.6,263]
[7296,-1.7,0,0,1.4,259]
[7297,-2.4,0,0,1.8,259]
[7298,-3.2,0,0,1.8,257]
[7299,-4,0,0,1.6,256]
[7300,-4.7,0,0,2.2999999999999998,257]
[7301,-5.4,0,0,2.2999999999999998,255]
[7302,-5.3,0,0,3.1,254]
[7303,-5.5,0,0,4.9000000000000004,254]
[7304,-5.4,3,0,4.2,255]
[7305,-4.8,26,0,4.5,256]
[7306,-4.3,44,0,4.5,253]
[7307,-3.8,67,0,4.5,254]
[7308,-3.5,67,0,5.0999999999999996,256]
[7309,-3.4,61,0,5.8,257]
[7310,-3.5,46,0,4,257]
[7311,-3.8,25,0,2.8,253]
[7312,-4.2,4,0,3.5,254]
[7313,-4.5999999999999996,0,0,5.8,256]
[7314,-4.9000000000000004,0,0,4.5,256]
[7315,-5.3,0,0,4.2,254]
[7316,-5.6,0,0,4.2,254]
[7317,-5.9,0,0,5.8,254]
[7318,-6.3,0,0,5.4,251]
[7319,-6.7,0,0,4.2,248]
[7320,-7,0,0,4,247]
[7321,-7,0,0,4.9000000000000004,246]
[7322,-7.1,0,0,3.7,246]
[7323,-7.1,0,0,3.3,245]
[7324,-7.1,0,0,3.7,244]
[7325,-7.2,0,0,4,244]
[7326,-7.2,0,0,6.2,244]
[7327,-7.2,0,0,8.1999999999999993,243]
[7328,-7,2,0,7.2,243]
[7329,-5.2,40,0,8.8000000000000007,246]
[7330,-3.5,74,2,5.8,248]
[7331,-1.7,111,22,5.0999999999999996,251]
[7332,-0.3,134,61,4.5,254]
[7333,0.8,141,130,3.1,258]
[7334,0.7,78,13,3.1,265]
[7335,0.4,64,110,2.5,259]
[7336,-0.9,9,0,1.8,255]
[7337,-1.1000000000000001,0,0,1.7,255]
[7338,-1.2,0,0,1.5,252]
[7339,-1.4,0,0,1.7,253]
[7340,-1.6,0,0,1.8,257]
[7341,-1.8,0,0,2,258]
[7342,-1.9,0,0,0.9,259]
[7343,-2.1,0,0,1.2,257]
[7344,-2.2999999999999998,0,0,2.2999999999999998,256]
[7345,-2.5,0,0,2.2999999999999998,256]
[7346,-2.7,0,0,2.8,258]
[7347,-3,0,0,4.2,255]
[7348,-3.1,0,0,2.6,255]
[7349,-3.1,0,0,2.6,255]
[7350,-3.2,0,0,1.7,253]
[7351,-3.3,0,0,1.5,256]
[7352,-3,2,0,1.5,256]
[7353,-2,24,0,2.8,264]
[7354,-0.9,48,0,3.7,267]
[7355,-0.1,60,0,3.7,270]
[7356,0.6,68,0,2.6,271]
[7357,0.9,62,0,4.5,272]
[7358,2.7,178,447,5.0999999999999996,252]
[7359,3.1,100,517,5.8,255]
[7360,2.1,10,0,7.2,253]
[7361,1.7,0,0,7.7,254]
[7362,1.3,0,0,5.4,253]
[7363,0.9,0,0,5.4,250]
[7364,0.5,0,0,6.4,249]
[7365,0.1,0,0,6.4,247]
[7366,-0.3,0,0,6.9,249]
[7367,-0.7,0,0,8.1999999999999993,249]
[7368,-1.1000000000000001,0,0,6.2,252]
[7369,-1.7,0,0,6.2,249]
[7370,-2.2000000000000002,0,0,5.8,246]
[7371,-2.7,0,0,5.4,246]
[7372,-3,0,0,5.0999999999999996,249]
[7373,-3.3,0,0,5.4,249]
[7374,-3.5,0,0,6.4,251]
[7375,-3.6,0,0,8.1999999999999993,251]
[7376,-3.5,2,0,6.9,252]
[7377,-1.5,51,48,7.2,259]
[7378,0.2,92,61,6.9,261]
[7379,1.9,135,108,8.1999999999999993,261]
[7380,3.4,164,258,6.6,262]
[7381,4.0999999999999996,144,141,6.9,264]
[7382,4.2,105,104,6.2,268]
[7383,3.4,52,38,4.5,271]
[7384,2,2,0,3.3,266]
[7385,1.5,0,0,3.5,264]
[7386,1.1000000000000001,0,0,3.3,263]
[7387,0.6,0,0,3.5,264]
[7388,0.2,0,0,3.7,264]
[7389,-0.3,0,0,3.3,265]
[7390,-0.7,0,0,2.2999999999999998,265]
[7391,-1.2,0,0,2.5,265]
[7392,-1.6,0,0,2.1,265]
[7393,-2.1,0,0,3.5,264]
[7394,-2.5,0,0,4.9000000000000004,263]
[7395,-2.9,0,0,2.8,261]
[7396,-3.1,0,0,2.1,263]
[7397,-3.3,0,0,3.1,263]
[7398,-3.4,0,0,3.3,263]
[7399,-3.5,0,0,4,265]
[7400,-2.6,11,0,5.4,266]
[7401,-2.8,7,0,4.5,267]
[7402,0.5,124,212,6.6,256]
[7403,3.7,200,439,6.6,258]
[7404,4.4000000000000004,130,100,5.8,271]
[7405,4.4000000000000004,87,4,6.4,275]
[7406,4.8,127,267,7.7,262]
[7407,4.0999999999999996,62,183,6.9,267]
[7408,2.8,9,0,5.4,261]
[7409,2.2999999999999998,0,0,4.9000000000000004,264]
[7410,1.7,0,0,3.5,264]
[7411,1.2,0,0,2.8,264]
[7412,0.7,0,0,3.3,263]
[7413,0.1,0,0,3.1,260]
[7414,-0.4,0,0,2.5,260]
[7415,-0.9,0,0,3.1,260]
[7416,-1.5,0,0,2.5,257]
[7417,-2,0,0,2.8,256]
[7418,-2.6,0,0,2.5,253]
[7419,-3.2,0,0,3.1,251]
[7420,-3.5,0,0,2.8,249]
[7421,-3.8,0,0,3.3,249]
[7422,-4,0,0,4,248]
[7423,-4.3,0,0,4.2,246]
[7424,-4.0999999999999996,2,0,4.2,246]
[7425,-1.4,69,300,3.7,252]
[7426,1.1000000000000001,127,387,4.9000000000000004,259]
[7427,3.3,177,481,5.0999999999999996,263]
[7428,5,202,568,4.5,265]
[7429,5.8,178,478,3.1,265]
[7430,5.9,135,422,2.8,263]
[7431,4.9000000000000004,70,293,2.8,266]
[7432,3,1,0,4,265]
[7433,2.7,0,0,2.6,267]
[7434,2.2999999999999998,0,0,2.1,268]
[7435,1.9,0,0,1.7,263]
[7436,1.5,0,0,2.8,264]
[7437,1.1000000000000001,0,0,2.1,263]
[7438,0.8,0,0,3.5,263]
[7439,0.4,0,0,3.3,262]
[7440,0,0,0,3.3,262]
[7441,-0.3,0,0,2.8,261]
[7442,-0.6,0,0,1.6,260]
[7443,-0.9,0,0,1.5,261]
[7444,-1.1000000000000001,0,0,2,261]
[7445,-1.3,0,0,1.7,261]
[7446,-1.5,0,0,2.1,262]
[7447,-1.6,0,0,2.1,264]
[7448,-1.6,1,0,2.1,263]
[7449,-0.2,38,10,1.6,269]
[7450,1.1000000000000001,67,5,1.3,272]
[7451,2.2000000000000002,92,11,0.8,273]
[7452,3,107,20,0.6,278]
[7453,3.4,93,11,0.6,280]
[7454,3.3,65,1,0.5,284]
[7455,2.7,31,0,0.6,285]
[7456,1.7,1,0,0.6,284]
[7457,1.8,0,0,1.1000000000000001,285]
[7458,2,0,0,0.9,288]
[7459,2.2000000000000002,0,0,0.9,291]
[7460,2.4,0,0,1.1000000000000001,294]
[7461,2.5,0,0,1.7,295]
[7462,2.7,0,0,2,297]
[7463,2.9,0,0,2.6,299]
[7464,3.1,0,0,1.7,301]
[7465,3,0,0,2,300]
[7466,3.4,0,0,2.1,300]
[7467,3.7,0,0,1.7,302]
[7468,3.6,0,0,1.1000000000000001,304]
[7469,3.9,0,0,1.6,304]
[7470,3.5,0,0,1.8,304]
[7471,4.2,0,0,2,308]
[7472,4.3,1,0,1.8,309]
[7473,5.0999999999999996,14,0,1.1000000000000001,311]
[7474,6,30,0,1.3,311]
[7475,6.6,35,0,1.5,317]
[7476,7.1,40,0,1.3,317]
[7477,7.3,36,0,1,318]
[7478,7.3,27,0,1.5,317]
[7479,7.1,12,0,2,317]
[7480,6.6,1,0,2.1,315]
[7481,6.6,0,0,1.5,314]
[7482,6.5,0,0,1.6,312]
[7483,6.3,0,0,1.7,311]
[7484,6.3,0,0,3.3,310]
[7485,6.2,0,0,2.8,310]
[7486,6.1,0,0,1.8,311]
[7487,5.8,0,0,1.5,313]
[7488,4.8,0,0,1.7,310]
[7489,5.9,0,0,1,312]
[7490,5.7,0,0,1,311]
[7491,5.5,0,0,1.2,307]
[7492,5.4,0,0,2.1,308]
[7493,5.3,0,0,2.2999999999999998,308]
[7494,5.2,0,0,2.5,305]
[7495,5.0999999999999996,0,0,2.8,306]
[7496,5.2,1,0,2.1,308]
[7497,6.4,30,0,1.8,312]
[7498,7.7,59,0,1.8,311]
[7499,8.9,87,10,2.2999999999999998,308]
[7500,9.6999999999999993,92,8,3.1,310]
[7501,10.1,84,5,5.4,311]
[7502,10.199999999999999,61,0,6.2,311]
[7503,9.6999999999999993,32,0,5.8,310]
[7504,8.9,1,0,4.2,309]
[7505,8.5,0,0,4.9000000000000004,306]
[7506,8.1,0,0,5.8,303]
[7507,7.7,0,0,3.5,301]
[7508,7.4,0,0,4.5,298]
[7509,7,0,0,3.3,292]
[7510,6.6,0,0,2.8,290]
[7511,6.2,0,0,2.5,288]
[7512,5.8,0,0,2.5,285]
[7513,5.4,0,0,2.2999999999999998,284]
[7514,5,0,0,1.5,285]
[7515,4.7,0,0,1.7,282]
[7516,4.5,0,0,2.6,284]
[7517,4.4000000000000004,0,0,3.1,283]
[7518,4.4000000000000004,0,0,2,280]
[7519,4.4000000000000004,0,0,2.5,279]
[7520,4.5999999999999996,2,0,1.6,279]
[7521,6.4,64,281,1.6,287]
[7522,8.1,117,304,0.8,291]
[7523,10.1,200,573,0.6,287]
[7524,11.3,195,595,1.5,295]
[7525,10.6,187,532,2.1,297]
[7526,10.6,113,339,2,306]
[7527,11.2,48,160,1.1000000000000001,313]
[7528,10.199999999999999,3,0,1.2,307]
[7529,10,0,0,0.8,305]
[7530,9.9,0,0,0.7,307]
[7531,9.6999999999999993,0,0,0.8,306]
[7532,9.6,0,0,1.3,304]
[7533,9.5,0,0,1.7,308]
[7534,9.3000000000000007,0,0,2,310]
[7535,9.1999999999999993,0,0,2.5,310]
[7536,9,0,0,4,308]
[7537,8.4,0,0,4,302]
[7538,7.8,0,0,3.5,299]
[7539,7.2,0,0,3.7,297]
[7540,7,0,0,4,298]
[7541,6.7,0,0,4.5,299]
[7542,6.6,0,0,4.5,300]
[7543,6.4,0,0,5.4,300]
[7544,6.6,1,0,7.5,300]
[7545,7.8,48,185,9.9,303]
[7546,9.1999999999999993,111,369,9.4,305]
[7547,10.3,142,358,8.8000000000000007,311]
[7548,11.2,165,436,8.8000000000000007,313]
[7549,11.6,132,270,7.7,318]
[7550,11.6,92,182,9.4,321]
[7551,11.1,44,126,8.8000000000000007,321]
[7552,10.4,1,0,5.4,319]
[7553,10.1,0,0,4.9000000000000004,318]
[7554,9.8000000000000007,0,0,5.0999999999999996,316]
[7555,9.5,0,0,3.1,314]
[7556,9.1999999999999993,0,0,2.2999999999999998,311]
[7557,8.9,0,0,2.5,307]
[7558,8.6,0,0,1.7,311]
[7559,8.3000000000000007,0,0,0.8,310]
[7560,7.9,0,0,1.5,311]
[7561,7.3,0,0,1.3,312]
[7562,6.6,0,0,2,311]
[7563,5.9,0,0,2.6,309]
[7564,5.5,0,0,2,310]
[7565,5.2,0,0,1.8,308]
[7566,4.5999999999999996,0,0,1.3,309]
[7567,4.5999999999999996,0,0,1.7,308]
[7568,4.7,0,0,2.1,309]
[7569,4.8,5,0,2.1,312]
[7570,5,14,0,3.1,312]
[7571,5.2,22,0,4.9000000000000004,311]
[7572,5.4,29,0,4,312]
[7573,5.4,17,0,3.3,312]
[7574,6.4,146,363,4.2,284]
[7575,6.6,69,475,4.2,287]
[7576,6.2,1,0,3.3,287]
[7577,5.8,0,0,4.9000000000000004,286]
[7578,5.3,0,0,5.8,285]
[7579,4.9000000000000004,0,0,6.4,285]
[7580,4.5,0,0,6,285]
[7581,4,0,0,7.7,282]
[7582,3.6,0,0,8.1999999999999993,280]
[7583,3.2,0,0,6.4,279]
[7584,2.7,0,0,7.2,279]
[7585,2.4,0,0,5.4,283]
[7586,2,0,0,4.9000000000000004,283]
[7587,1.7,0,0,4.5,281]
[7588,1.5,0,0,4,279]
[7589,1.3,0,0,2.2999999999999998,279]
[7590,1.2,0,0,2,281]
[7591,1.1000000000000001,0,0,2.2999999999999998,280]
[7592,1.1000000000000001,0,0,1.2,280]
[7593,1.7,15,0,1.2,281]
[7594,2.7,44,0,1.7,286]
[7595,3.8,76,10,2.2999999999999998,284]
[7596,4.3,63,0,2.6,292]
[7597,5,90,57,2.8,289]
[7598,5.7,103,248,4,283]
[7599,5.6,56,250,5.4,283]
[7600,4.8,3,0,6.6,279]
[7601,4.5,0,0,4.5,279]
[7602,4.3,0,0,4.5,279]
[7603,4,0,0,5.4,279]
[7604,3.7,0,0,4.5,278]
[7605,3.5,0,0,5.4,282]
[7606,3.2,0,0,4,284]
[7607,2.9,0,0,3.5,283]
[7608,2.7,0,0,4,281]
[7609,2.5,0,0,3.7,280]
[7610,2.2999999999999998,0,0,6.6,278]
[7611,2.1,0,0,5.8,278]
[7612,2,0,0,5.0999999999999996,278]
[7613,2,0,0,4.5,277]
[7614,1.9,0,0,2.6,278]
[7615,1.9,0,0,2.8,279]
[7616,1.9,0,0,2.1,285]
[7617,2.8,19,0,0.9,287]
[7618,3.7,39,0,0.8,286]
[7619,4.3,48,0,1.7,290]
[7620,4.7,48,0,1.1000000000000001,292]
[7621,4.9000000000000004,42,0,0.9,294]
[7622,6.2,136,353,0.8,268]
[7623,6.4,59,421,0.6,270]
[7624,5.6,0,0,1.5,269]
[7625,5.2,0,0,1.6,270]
[7626,4.8,0,0,1,268]
[7627,4.5,0,0,1.2,270]
[7628,4.0999999999999996,0,0,0.5,270]
[7629,3.7,0,0,0.5,273]
[7630,3.3,0,0,0.7,277]
[7631,2.9,0,0,0.6,278]
[7632,2.5,0,0,0.3,277]
[7633,2,0,0,0.4,278]
[7634,1.5,0,0,0.4,280]
[7635,0.9,0,0,0.7,280]
[7636,0.6,0,0,1.1000000000000001,279]
[7637,0.3,0,0,1.1000000000000001,280]
[7638,0.1,0,0,0.8,279]
[7639,-0.1,0,0,1.8,279]
[7640,-0.1,0,0,2.1,279]
[7641,0,7,0,2.6,281]
[7642,0.3,18,0,2.5,282]
[7643,0.5,25,0,2.2999999999999998,286]
[7644,0.6,19,0,1.8,290]
[7645,0.7,32,0,1.6,286]
[7646,1.8,135,348,0.9,262]
[7647,1.9,60,470,0.7,264]
[7648,1.5,0,0,1.5,263]
[7649,1.3,0,0,2.2999999999999998,265]
[7650,1.2,0,0,2.1,265]
[7651,1,0,0,4.2,266]
[7652,0.9,0,0,4.2,269]
[7653,0.5,0,0,4.5,270]
[7654,0.6,0,0,4.2,272]
[7655,0.5,0,0,3.3,273]
[7656,0.3,0,0,2.8,273]
[7657,0.4,0,0,2.8,275]
[7658,0.5,0,0,3.7,277]
[7659,0.5,0,0,6,279]
[7660,0.6,0,0,4.9000000000000004,280]
[7661,0.6,0,0,4,283]
[7662,0.7,0,0,3.5,284]
[7663,0.7,0,0,2.8,286]
[7664,0.8,0,0,4.2,285]
[7665,1.8,20,0,2.6,289]
[7666,2,16,0,1.7,292]
[7667,3.1,54,0,1.5,291]
[7668,4.0999999999999996,73,1,1.5,289]
[7669,4.7,65,0,2.6,291]
[7670,5.3,84,170,2.6,284]
[7671,5.3,44,150,2.5,287]
[7672,4.5,0,0,2.5,284]
[7673,4.4000000000000004,0,0,2.5,285]
[7674,4.4000000000000004,0,0,2,285]
[7675,4.3,0,0,2.1,287]
[7676,4.2,0,0,1.5,289]
[7677,4.0999999999999996,0,0,0.8,290]
[7678,4,0,0,0.6,292]
[7679,3.9,0,0,0.4,293]
[7680,3.9,0,0,0.6,291]
[7681,3.7,0,0,0.7,290]
[7682,3.5,0,0,0.6,290]
[7683,3.4,0,0,0.6,289]
[7684,3.3,0,0,0.3,290]
[7685,3.3,0,0,0.4,288]
[7686,3.2,0,0,1,290]
[7687,3.2,0,0,0.8,292]
[7688,3.2,0,0,1.1000000000000001,293]
[7689,4.0999999999999996,20,0,0.9,296]
[7690,5,44,0,1.2,300]
[7691,5.7,56,0,1.1000000000000001,304]
[7692,6.4,68,0,1.6,305]
[7693,6.8,70,6,2.1,301]
[7694,7,53,13,4.2,300]
[7695,6.6,19,0,4.9000000000000004,299]
[7696,6,0,0,4,296]
[7697,5.7,0,0,4.5,291]
[7698,5.3,0,0,5.4,291]
[7699,5,0,0,6.9,290]
[7700,4.7,0,0,6.4,291]
[7701,4.4000000000000004,0,0,6.6,286]
[7702,4.0999999999999996,0,0,7.2,286]
[7703,3.7,0,0,7.7,288]
[7704,3.4,0,0,8.1999999999999993,290]
[7705,3,0,0,9.9,289]
[7706,2.4,0,0,9.4,287]
[7707,1.9,0,0,10.8,284]
[7708,1.5,0,0,13.2,283]
[7709,1.2,0,0,11.8,283]
[7710,0.9,0,0,10.8,280]
[7711,0.6,0,0,7.7,279]
[7712,0.5,0,0,6.9,280]
[7713,0.9,16,0,6,280]
[7714,1.5,44,0,4.2,280]
[7715,2,60,0,3.3,284]
[7716,2.4,71,2,3.7,286]
[7717,2.4,51,0,4,287]
[7718,2.2000000000000002,34,0,3.5,288]
[7719,1.7,15,0,3.3,290]
[7720,1.2,0,0,4.2,289]
[7721,1.7,0,0,3.5,291]
[7722,2.2000000000000002,0,0,3.1,294]
[7723,2.7,0,0,4.5,295]
[7724,3.2,0,0,3.1,297]
[7725,3.6,0,0,2.8,300]
[7726,4,0,0,2.2999999999999998,301]
[7727,4.5999999999999996,0,0,2.8,305]
[7728,5.0999999999999996,0,0,3.3,308]
[7729,5.6,0,0,4.9000000000000004,307]
[7730,6.1,0,0,4.9000000000000004,310]
[7731,6.6,0,0,5.4,313]
[7732,6.9,0,0,4.9000000000000004,315]
[7733,7.3,0,0,4.9000000000000004,317]
[7734,7.5,0,0,5.0999999999999996,322]
[7735,7.7,0,0,3.5,324]
[7736,7.9,0,0,2.8,324]
[7737,8.5,10,0,3.1,325]
[7738,9.3000000000000007,24,0,4,325]
[7739,10.199999999999999,41,0,2.8,326]
[7740,11,52,0,2.5,329]
[7741,10.6,62,0,2.8,324]
[7742,10.6,39,0,3.5,325]
[7743,10.6,19,0,5.0999999999999996,326]
[7744,11.3,0,0,6.6,329]
[7745,11.2,0,0,10.8,331]
[7746,11,0,0,8.1999999999999993,336]
[7747,11,0,0,8.1999999999999993,337]
[7748,10.8,0,0,7.2,336]
[7749,10.4,0,0,8.8000000000000007,338]
[7750,10.7,0,0,8.8000000000000007,338]
[7751,10.7,0,0,7.5,340]
[7752,10.6,0,0,6,340]
[7753,10,0,0,5.4,339]
[7754,9.3000000000000007,0,0,4.9000000000000004,338]
[7755,8.6999999999999993,0,0,6,335]
[7756,8.3000000000000007,0,0,4.9000000000000004,334]
[7757,8,0,0,4,332]
[7758,7.6,0,0,4.5,331]
[7759,7.4,0,0,5.4,330]
[7760,7.1,0,0,6,330]
[7761,7.2,2,0,6,331]
[7762,7.9,37,0,7.2,324]
[7763,8.6,75,42,6.9,320]
[7764,9.1,83,40,7.7,318]
[7765,9.3000000000000007,79,51,6,319]
[7766,9.1,42,0,4.2,323]
[7767,8.6,17,0,3.7,321]
[7768,8.1999999999999993,0,0,3.5,319]
[7769,7.9,0,0,2.2999999999999998,316]
[7770,7.6,0,0,2,316]
[7771,7.3,0,0,2.2999999999999998,315]
[7772,7,0,0,2.5,315]
[7773,6.7,0,0,1.7,313]
[7774,6.4,0,0,1.3,313]
[7775,6.1,0,0,1.5,310]
[7776,5.8,0,0,1.3,308]
[7777,5.6,0,0,2.6,310]
[7778,5.0999999999999996,0,0,2.5,308]
[7779,5.5,0,0,3.1,310]
[7780,5.5,0,0,3.1,310]
[7781,5.4,0,0,2.2999999999999998,310]
[7782,5.4,0,0,3.7,309]
[7783,5.3,0,0,3.3,310]
[7784,5.3,0,0,3.3,310]
[7785,5.6,4,0,1.6,312]
[7786,6.5,30,0,1.1000000000000001,313]
[7787,7,41,0,1.1000000000000001,316]
[7788,7.3,43,0,1,318]
[7789,7.5,38,0,1.5,315]
[7790,7.4,29,0,1,315]
[7791,7.1,11,0,0.7,314]
[7792,6.7,0,0,2.1,316]
[7793,6.6,0,0,2.1,314]
[7794,6.5,0,0,2.2999999999999998,313]
[7795,6.3,0,0,2.2999999999999998,311]
[7796,6.2,0,0,2.2999999999999998,309]
[7797,6,0,0,2.2999999999999998,306]
[7798,5.7,0,0,2,302]
[7799,5.8,0,0,1.6,306]
[7800,5.6,0,0,1.6,309]
[7801,5.4,0,0,1.6,308]
[7802,5.2,0,0,2.1,306]
[7803,5.0999999999999996,0,0,2.2999999999999998,306]
[7804,5,0,0,1.5,305]
[7805,4.9000000000000004,0,0,1.3,303]
[7806,4.8,0,0,1.2,299]
[7807,4.7,0,0,1.5,298]
[7808,4.7,0,0,1.3,298]
[7809,5,4,0,1.5,294]
[7810,6.4,44,19,1.1000000000000001,297]
[7811,7.5,72,42,1.5,298]
[7812,8.3000000000000007,88,86,1.7,298]
[7813,9,98,220,1.8,299]
[7814,9.1,73,253,2.5,297]
[7815,8.6,32,126,2.2999999999999998,299]
[7816,7.7,0,0,2.8,296]
[7817,7.6,0,0,3.5,296]
[7818,7.5,0,0,3.5,300]
[7819,7.5,0,0,2.8,301]
[7820,7.4,0,0,3.5,299]
[7821,7.3,0,0,4.5,300]
[7822,7.2,0,0,3.7,299]
[7823,7.1,0,0,4,298]
[7824,7.1,0,0,4,300]
[7825,7,0,0,5.4,298]
[7826,6.9,0,0,4.2,299]
[7827,6.9,0,0,4.9000000000000004,302]
[7828,6.9,0,0,4,306]
[7829,6.9,0,0,3.7,307]
[7830,6.8,0,0,5.0999999999999996,314]
[7831,6.8,0,0,4.5,316]
[7832,6.8,0,0,5.0999999999999996,315]
[7833,7,2,0,4.9000000000000004,318]
[7834,7.6,19,0,5.0999999999999996,320]
[7835,8.1,30,0,5.0999999999999996,319]
[7836,8.5,39,0,4,323]
[7837,8.6999999999999993,39,0,2.8,325]
[7838,8.6999999999999993,28,0,3.7,324]
[7839,8.5,9,0,3.1,322]
[7840,8.1,0,0,2.8,320]
[7841,7.9,0,0,2.8,317]
[7842,7.7,0,0,4.9000000000000004,316]
[7843,7.3,0,0,4,319]
[7844,6.8,0,0,3.3,316]
[7845,7.2,0,0,6.2,316]
[7846,7.1,0,0,7.2,313]
[7847,7,0,0,7.2,312]
[7848,6.8,0,0,5.4,313]
[7849,5.5,0,0,5.8,310]
[7850,4.9000000000000004,0,0,5.4,307]
[7851,4.0999999999999996,0,0,5.4,303]
[7852,3.5,0,0,4.5,298]
[7853,3.1,0,0,6.2,299]
[7854,2.5,0,0,5.4,294]
[7855,2.2000000000000002,0,0,4.9000000000000004,295]
[7856,1.8,0,0,5.0999999999999996,293]
[7857,1.6,2,0,6.4,292]
[7858,1.4,22,0,5.4,291]
[7859,1.2,37,0,5.4,288]
[7860,0.9,39,0,6,287]
[7861,0.8,36,0,4.2,286]
[7862,0.7,31,0,4,281]
[7863,0.8,5,0,2.2999999999999998,280]
[7864,0.7,0,0,2.8,278]
[7865,0.5,0,0,2.2999999999999998,277]
[7866,0.4,0,0,2.5,278]
[7867,0.2,0,0,1.2,279]
[7868,0.1,0,0,1.2,277]
[7869,0,0,0,2,276]
[7870,-0.2,0,0,2.1,275]
[7871,-0.4,0,0,3.1,277]
[7872,-0.4,0,0,3.5,278]
[7873,-0.1,0,0,4.5,278]
[7874,0.5,0,0,4.2,281]
[7875,1,0,0,4,285]
[7876,1.3,0,0,3.7,287]
[7877,1.6,0,0,3.3,288]
[7878,1.9,0,0,6.4,289]
[7879,2.1,0,0,6.2,289]
[7880,2.4,0,0,4.2,291]
[7881,2.7,2,0,4.2,292]
[7882,3.7,19,0,4.9000000000000004,296]
[7883,5,44,0,4.5,299]
[7884,5.6,39,0,3.1,294]
[7885,5.7,24,0,2.8,297]
[7886,6.8,85,246,3.5,276]
[7887,6.2,8,0,4,276]
[7888,6.1,0,0,4.2,277]
[7889,6,0,0,4.2,280]
[7890,5.9,0,0,3.1,279]
[7891,5.5,0,0,2.8,290]
[7892,5.7,0,0,4,293]
[7893,5.6,0,0,3.3,291]
[7894,5.5,0,0,2.8,294]
[7895,5.4,0,0,3.1,295]
[7896,5.3,0,0,3.5,296]
[7897,4.8,0,0,3.3,294]
[7898,4.2,0,0,2.2999999999999998,292]
[7899,3.7,0,0,2.8,291]
[7900,3.4,0,0,2,292]
[7901,3.1,0,0,1.7,293]
[7902,2.8,0,0,1.1000000000000001,294]
[7903,2.6,0,0,0.9,295]
[7904,2.2999999999999998,0,0,0.9,293]
[7905,2.4,3,0,0.6,292]
[7906,2.6,17,0,0.3,293]
[7907,2.7,23,0,0.4,292]
[7908,2.7,19,0,0.5,296]
[7909,2.8,36,0,0.7,291]
[7910,3.1,93,314,0.6,268]
[7911,3,18,0,0.6,268]
[7912,2.7,0,0,0.4,267]
[7913,2.5,0,0,0.2,266]
[7914,2.2000000000000002,0,0,0.4,265]
[7915,2,0,0,0.3,265]
[7916,1.7,0,0,0.3,268]
[7917,1.4,0,0,0.2,271]
[7918,1.1000000000000001,0,0,0.3,269]
[7919,0.9,0,0,0.2,271]
[7920,0.4,0,0,0.2,270]
[7921,0.6,0,0,0.1,272]
[7922,0.6,0,0,0.1,274]
[7923,0.6,0,0,0.1,275]
[7924,0.6,0,0,0,276]
[7925,0.6,0,0,0.1,276]
[7926,0.7,0,0,0.2,273]
[7927,0.7,0,0,0.1,274]
[7928,0.7,0,0,0.3,276]
[7929,0.9,2,0,0.4,278]
[7930,1.8,29,0,0.7,283]
[7931,2.7,55,19,1,272]
[7932,3.6,83,114,1.1000000000000001,270]
[7933,4,64,47,1.1000000000000001,274]
[7934,3.6,26,0,1.6,278]
[7935,3,2,0,1.6,277]
[7936,2.8,0,0,1.5,277]
[7937,2.6,0,0,1.2,277]
[7938,2.4,0,0,1.5,279]
[7939,2.2999999999999998,0,0,1,281]
[7940,2.1,0,0,0.9,278]
[7941,1.9,0,0,0.6,279]
[7942,1.7,0,0,0.5,277]
[7943,1.5,0,0,0.4,276]
[7944,1.3,0,0,0.4,274]
[7945,0.8,0,0,0.5,273]
[7946,0.2,0,0,0.7,270]
[7947,-0.4,0,0,0.8,270]
[7948,-0.7,0,0,1.1000000000000001,269]
[7949,-1,0,0,1.5,267]
[7950,-1.3,0,0,2.8,268]
[7951,-1.5,0,0,2.6,266]
[7952,-1.8,0,0,3.3,263]
[7953,-1.5,7,0,3.7,262]
[7954,-0.7,47,142,3.5,263]
[7955,0.2,94,247,3.7,260]
[7956,0.1,48,0,3.7,274]
[7957,0.1,48,0,3.3,273]
[7958,0,45,60,3.5,270]
[7959,-0.5,8,0,5.0999999999999996,266]
[7960,-0.8,0,0,6.9,262]
[7961,-1,0,0,8.1999999999999993,260]
[7962,-1.3,0,0,9.9,258]
[7963,-1.6,0,0,9.4,255]
[7964,-1.8,0,0,7.2,257]
[7965,-2.1,0,0,4.5,255]
[7966,-2.4,0,0,3.1,253]
[7967,-2.6,0,0,3.7,252]
[7968,-2.9,0,0,2.8,252]
[7969,-3,0,0,2.8,254]
[7970,-3,0,0,3.3,254]
[7971,-3.1,0,0,2.6,256]
[7972,-3.1,0,0,2.1,257]
[7973,-3.1,0,0,2.2999999999999998,256]
[7974,-3.1,0,0,2.8,252]
[7975,-3.1,0,0,4.2,252]
[7976,-3.2,0,0,4,254]
[7977,-3,2,0,2.6,256]
[7978,-1.9,36,25,3.3,259]
[7979,-1,57,27,3.7,262]
[7980,-0.5,61,5,3.5,259]
[7981,-0.3,51,0,3.5,264]
[7982,-0.5,33,0,3.7,263]
[7983,-1.1000000000000001,2,0,5.8,261]
[7984,-1.2,0,0,4.5,261]
[7985,-1.2,0,0,3.7,261]
[7986,-1.3,0,0,2.2999999999999998,263]
[7987,-1.4,0,0,3.1,259]
[7988,-1.5,0,0,2.5,260]
[7989,-1.6,0,0,1.8,261]
[7990,-1.6,0,0,1.2,261]
[7991,-1.7,0,0,1.2,262]
[7992,-1.8,0,0,1.5,264]
[7993,-1.9,0,0,1.3,262]
[7994,-2.1,0,0,1.6,263]
[7995,-2.2000000000000002,0,0,2.1,263]
[7996,-2.2999999999999998,0,0,2.5,264]
[7997,-2.4,0,0,3.1,264]
[7998,-2.5,0,0,2.8,265]
[7999,-2.6,0,0,3.3,264]
[8000,-2.6,0,0,3.7,265]
[8001,-2.6,1,0,4.5,268]
[8002,-2,19,0,4.5,269]
[8003,-1.2,49,5,3.5,265]
[8004,-0.7,57,8,1.8,268]
[8005,-0.5,51,2,1.3,269]
[8006,-0.5,36,10,1.1000000000000001,268]
[8007,-1,3,0,2,267]
[8008,-1,0,0,1.8,267]
[8009,-1,0,0,1.1000000000000001,267]
[8010,-1.1000000000000001,0,0,1,267]
[8011,-0.9,0,0,0.9,269]
[8012,-0.9,0,0,0.8,271]
[8013,-0.9,0,0,0.9,273]
[8014,-0.9,0,0,1.2,274]
[8015,-0.9,0,0,0.8,273]
[8016,-0.9,0,0,1.2,274]
[8017,-0.8,0,0,1.8,283]
[8018,-0.7,0,0,1.6,285]
[8019,-0.6,0,0,1.1000000000000001,285]
[8020,-0.5,0,0,0.6,285]
[8021,-0.5,0,0,1.6,284]
[8022,-0.4,0,0,1.8,283]
[8023,-0.4,0,0,1.4,283]
[8024,-0.3,0,0,1.1000000000000001,283]
[8025,-0.2,1,0,1.6,279]
[8026,0.1,5,0,2.1,280]
[8027,0.5,9,0,2.7,284]
[8028,0.9,11,0,2.7,284]
[8029,1,10,0,2.5,285]
[8030,1.1000000000000001,6,0,1.8,285]
[8031,0.8,2,0,1.8,283]
[8032,0.8,0,0,1.8,282]
[8033,0.7,0,0,2.1,281]
[8034,0.4,0,0,2.9,282]
[8035,0.1,0,0,2.7,279]
[8036,0.2,0,0,1.6,278]
[8037,-0.7,0,0,1.2,277]
[8038,0.3,0,0,1.1000000000000001,276]
[8039,0.3,0,0,1.6,275]
[8040,0.3,0,0,2.2000000000000002,277]
[8041,-0.7,0,0,2.7,271]
[8042,-1.9,0,0,2.5,268]
[8043,-3.1,0,0,2.7,262]
[8044,-3.8,0,0,2.5,258]
[8045,-4.5,0,0,3.1,254]
[8046,-5.0999999999999996,0,0,3.3,249]
[8047,-5.6,0,0,2.9,246]
[8048,-6.1,0,0,4,243]
[8049,-6,2,0,4.4000000000000004,243]
[8050,-3.3,54,188,5,254]
[8051,-2,66,87,5.7,258]
[8052,-1.1000000000000001,78,88,6.2,259]
[8053,-0.4,87,291,6.2,256]
[8054,-0.3,69,295,5.2,251]
[8055,-1.9,11,0,5.2,251]
[8056,-2,0,0,3.3,251]
[8057,-2.2000000000000002,0,0,3.7,251]
[8058,-2.4,0,0,3.1,252]
[8059,-2.6,0,0,3.7,253]
[8060,-2.8,0,0,3.9,253]
[8061,-3,0,0,3.3,252]
[8062,-3.2,0,0,3.7,250]
[8063,-3.3,0,0,4.4000000000000004,252]
[8064,-3.5,0,0,6.2,251]
[8065,-3.1,0,0,6.2,253]
[8066,-2.5,0,0,5.9,256]
[8067,-1.9,0,0,5.2,258]
[8068,-1.5,0,0,5,263]
[8069,-1.2,0,0,4.7,266]
[8070,-0.8,0,0,4,268]
[8071,-0.5,0,0,4.7,270]
[8072,-0.2,0,0,3.7,268]
[8073,0.1,1,0,2.5,269]
[8074,3.2,33,37,1.8,277]
[8075,5.8,58,52,1.6,285]
[8076,7.5,64,40,0.6,289]
[8077,8.1999999999999993,54,25,0.4,293]
[8078,7.9,33,4,0.2,294]
[8079,6.2,1,0,0.4,288]
[8080,6.1,0,0,0.8,286]
[8081,6,0,0,0.9,289]
[8082,5.9,0,0,0.7,290]
[8083,5.8,0,0,0.9,292]
[8084,5.6,0,0,0.9,292]
[8085,5.5,0,0,1.2,292]
[8086,5.4,0,0,1.1000000000000001,293]
[8087,5.3,0,0,1.6,293]
[8088,5.2,0,0,1.1000000000000001,292]
[8089,4.5,0,0,1.8,291]
[8090,3.8,0,0,1.1000000000000001,288]
[8091,3.2,0,0,1.2,288]
[8092,2.8,0,0,1.1000000000000001,285]
[8093,2.5,0,0,0.8,287]
[8094,2.1,0,0,1.6,288]
[8095,1.9,0,0,1.4,286]
[8096,1.6,0,0,1.3,285]
[8097,1.7,1,0,1.3,285]
[8098,3.2,30,21,1.1000000000000001,287]
[8099,4.4000000000000004,50,27,1.1000000000000001,288]
[8100,5.4,64,40,0.3,287]
[8101,5.7,51,17,0.7,287]
[8102,5.4,31,0,0.3,290]
[8103,4.4000000000000004,1,0,0.1,289]
[8104,4,0,0,0.1,288]
[8105,3.5,0,0,0.4,287]
[8106,3.1,0,0,0.5,290]
[8107,2.6,0,0,0.9,290]
[8108,2.1,0,0,1.6,290]
[8109,1.7,0,0,1.2,286]
[8110,1.2,0,0,1.6,286]
[8111,0.8,0,0,1.4,282]
[8112,0.3,0,0,1.3,280]
[8113,0,0,0,2.2000000000000002,281]
[8114,-0.4,0,0,2.7,277]
[8115,-0.7,0,0,4,275]
[8116,-0.9,0,0,3.1,275]
[8117,-1.1000000000000001,0,0,2.6,274]
[8118,-1.3,0,0,3.9,276]
[8119,-1.4,0,0,4.7,276]
[8120,-1.5,0,0,4.2,275]
[8121,-1.5,1,0,5.7,275]
[8122,-0.8,11,0,5.7,279]
[8123,-0.6,9,0,5.2,282]
[8124,-0.3,19,0,3.3,282]
[8125,0.3,35,0,3.7,279]
[8126,1.4,66,227,3.1,262]
[8127,1,9,0,3.7,261]
[8128,0.7,0,0,3.1,261]
[8129,0.5,0,0,2.7,262]
[8130,0.2,0,0,2.1,262]
[8131,-0.1,0,0,2.9,261]
[8132,-0.3,0,0,3.5,262]
[8133,-0.6,0,0,3.5,262]
[8134,-0.9,0,0,2.7,262]
[8135,-1.2,0,0,2.2000000000000002,264]
[8136,-1.4,0,0,2.6,265]
[8137,-1.6,0,0,2.4,266]
[8138,-2,0,0,3.1,264]
[8139,-2.1,0,0,4,267]
[8140,-2.2000000000000002,0,0,4.7,267]
[8141,-2.2999999999999998,0,0,5.2,268]
[8142,-2.4,0,0,5.9,268]
[8143,-2.5,0,0,5,268]
[8144,-2.5,0,0,5.4,270]
[8145,-2.5,1,0,6.6,271]
[8146,-1.9,9,0,6.2,274]
[8147,-1.5,14,0,5.4,275]
[8148,-1.2,15,0,5,279]
[8149,-1.1000000000000001,14,0,4.7,277]
[8150,0.2,67,242,5.7,256]
[8151,-0.3,6,0,5.4,257]
[8152,-0.5,0,0,4.2,254]
[8153,-0.7,0,0,6.2,257]
[8154,-0.9,0,0,5.9,257]
[8155,-1.1000000000000001,0,0,5.7,256]
[8156,-1.3,0,0,4.7,257]
[8157,-1.5,0,0,3.5,256]
[8158,-1.7,0,0,2.9,256]
[8159,-1.9,0,0,2.2000000000000002,257]
[8160,-2.2000000000000002,0,0,2.4,255]
[8161,-2.4,0,0,2.1,255]
[8162,-2.6,0,0,2,252]
[8163,-2.9,0,0,2.1,253]
[8164,-3,0,0,2.1,254]
[8165,-3.1,0,0,3.1,256]
[8166,-3.2,0,0,3.3,252]
[8167,-3.3,0,0,3.1,253]
[8168,-3.4,0,0,3.1,251]
[8169,-3.3,0,0,5,250]
[8170,-1.6,27,19,6.4,257]
[8171,0,48,29,5.2,263]
[8172,1.1000000000000001,58,34,5.4,265]
[8173,1.5,49,19,6.2,264]
[8174,1.1000000000000001,28,0,5.9,265]
[8175,0,1,0,5.4,262]
[8176,-0.1,0,0,5.4,264]
[8177,-0.1,0,0,5.4,265]
[8178,-0.2,0,0,4.2,264]
[8179,-0.3,0,0,3.3,265]
[8180,-0.4,0,0,2.2000000000000002,266]
[8181,-0.4,0,0,2.6,265]
[8182,-0.5,0,0,2.4,265]
[8183,-0.6,0,0,2.6,266]
[8184,-0.7,0,0,2.2000000000000002,267]
[8185,-1.1000000000000001,0,0,2.7,270]
[8186,-0.8,0,0,2.4,270]
[8187,-0.7,0,0,2,275]
[8188,-0.7,0,0,2.4,274]
[8189,-0.6,0,0,1.8,276]
[8190,-0.6,0,0,1.6,277]
[8191,-0.6,0,0,1.1000000000000001,278]
[8192,-0.6,0,0,0.2,276]
[8193,-0.5,0,0,0.1,279]
[8194,0.6,13,0,0.2,282]
[8195,1.6,26,0,0.5,283]
[8196,2.2000000000000002,30,0,0.5,285]
[8197,2.6,29,0,1.1000000000000001,287]
[8198,2.6,18,0,1.6,285]
[8199,2,1,0,1.4,282]
[8200,1.8,0,0,0.7,280]
[8201,1.5,0,0,1.1000000000000001,279]
[8202,1.3,0,0,0.6,276]
[8203,1.1000000000000001,0,0,0.2,271]
[8204,0.9,0,0,0.4,270]
[8205,0.7,0,0,0.4,268]
[8206,0.4,0,0,0.9,267]
[8207,0.2,0,0,1.1000000000000001,265]
[8208,0,0,0,0.4,265]
[8209,-0.9,0,0,0.5,266]
[8210,-1.9,0,0,0.4,262]
[8211,-3,0,0,0.8,256]
[8212,-3.5,0,0,0.5,253]
[8213,-4.0999999999999996,0,0,0.9,249]
[8214,-4.7,0,0,0.4,243]
[8215,-5.0999999999999996,0,0,0.4,241]
[8216,-5.5,0,0,0.8,240]
[8217,-5.4,1,0,0.7,237]
[8218,-3.1,44,254,0.4,244]
[8219,-0.9,81,373,0.7,247]
[8220,0.7,99,254,0.4,248]
[8221,0.6,56,73,0.8,257]
[8222,0.5,57,187,0.7,255]
[8223,-0.9,12,0,1.2,254]
[8224,-1.3,0,0,1.2,256]
[8225,-1.7,0,0,0.9,254]
[8226,-2.1,0,0,1.1000000000000001,251]
[8227,-2.5,0,0,1.1000000000000001,252]
[8228,-2.8,0,0,1.4,253]
[8229,-3.2,0,0,1.6,252]
[8230,-3.6,0,0,1.4,251]
[8231,-4,0,0,2,248]
[8232,-4.4000000000000004,0,0,2.4,246]
[8233,-4.3,0,0,1.3,245]
[8234,-4.2,0,0,1.8,245]
[8235,-4,0,0,1.4,248]
[8236,-3.9,0,0,1.8,248]
[8237,-3.8,0,0,1.8,245]
[8238,-3.7,0,0,2.2000000000000002,244]
[8239,-3.5,0,0,1.6,243]
[8240,-3.4,0,0,1.3,247]
[8241,-3.3,0,0,2.2000000000000002,250]
[8242,0,40,159,2.6,260]
[8243,2.2999999999999998,62,190,2,263]
[8244,4,74,211,1.6,266]
[8245,5,73,268,2,266]
[8246,4.9000000000000004,44,160,1.8,262]
[8247,3.1,1,0,1.3,259]
[8248,2.8,0,0,1.1000000000000001,260]
[8249,2.4,0,0,1.8,263]
[8250,2,0,0,2.4,264]
[8251,1.7,0,0,2.7,261]
[8252,1.3,0,0,2.4,265]
[8253,0.9,0,0,2,264]
[8254,0.6,0,0,2.4,265]
[8255,0.2,0,0,1.6,263]
[8256,-0.1,0,0,2.2000000000000002,262]
[8257,-0.9,0,0,2,260]
[8258,-1.8,0,0,2.2000000000000002,260]
[8259,-2.6,0,0,1.4,257]
[8260,-3.1,0,0,0.5,257]
[8261,-3.6,0,0,0.8,254]
[8262,-4.0999999999999996,0,0,0.9,255]
[8263,-4.7,0,0,1.4,256]
[8264,-4.9000000000000004,0,0,2.2000000000000002,256]
[8265,-5,0,0,2.9,255]
[8266,-5,13,0,3.3,256]
[8267,-4.9000000000000004,21,0,3.3,257]
[8268,-4.9000000000000004,26,0,3.7,257]
[8269,-5,25,0,2.6,256]
[8270,-5.6,16,0,3.3,253]
[8271,-5.3,1,0,3.3,253]
[8272,-5.4,0,0,3.1,252]
[8273,-5.5,0,0,3.9,251]
[8274,-5.6,0,0,3.5,249]
[8275,-5.7,0,0,3.5,248]
[8276,-5.8,0,0,3.5,247]
[8277,-5.9,0,0,3.3,246]
[8278,-6,0,0,3.9,245]
[8279,-6.1,0,0,4.7,243]
[8280,-6.2,0,0,4.4000000000000004,242]
[8281,-5.9,0,0,4.2,243]
[8282,-5.4,0,0,5.2,246]
[8283,-4.8,0,0,5.2,242]
[8284,-4.5,0,0,5.7,242]
[8285,-4.2,0,0,5.4,242]
[8286,-3.8,0,0,4.2,242]
[8287,-3.5,0,0,3.7,243]
[8288,-3.3,0,0,4,244]
[8289,-3.1,0,0,5,241]
[8290,0.6,40,181,5.9,247]
[8291,3.6,69,290,4.7,255]
[8292,6.1,89,336,4.4000000000000004,258]
[8293,7.2,75,307,4.2,262]
[8294,7,49,228,5,261]
[8295,5,3,0,6.6,256]
[8296,4.7,0,0,6.9,255]
[8297,4.3,0,0,6.6,256]
[8298,4,0,0,6.4,254]
[8299,3.6,0,0,6.2,254]
[8300,3.3,0,0,7.4,254]
[8301,3,0,0,6.9,253]
[8302,2.6,0,0,7.2,253]
[8303,2.2999999999999998,0,0,8.1999999999999993,252]
[8304,1.9,0,0,8.1999999999999993,252]
[8305,1,0,0,9.8000000000000007,252]
[8306,-0.1,0,0,10.3,246]
[8307,-1.2,0,0,12.7,243]
[8308,-1.9,0,0,12.7,246]
[8309,-2.5,0,0,8.8000000000000007,243]
[8310,-3.1,0,0,9.8000000000000007,246]
[8311,-3.5,0,0,8,247]
[8312,-4,0,0,6.2,247]
[8313,-4.0999999999999996,1,0,5.9,247]
[8314,-2.2999999999999998,39,182,6.9,253]
[8315,-1,62,223,6.4,256]
[8316,-0.1,77,241,6.2,259]
[8317,0.3,74,299,5.9,261]
[8318,-0.2,37,97,3.1,261]
[8319,-1.4,4,0,2.4,257]
[8320,-1.6,0,0,2.5,260]
[8321,-1.7,0,0,2.9,260]
[8322,-1.9,0,0,3.3,260]
[8323,-2.1,0,0,4.2,259]
[8324,-2.2999999999999998,0,0,3.7,258]
[8325,-2.5,0,0,2.9,258]
[8326,-2.7,0,0,4.4000000000000004,257]
[8327,-2.8,0,0,5.9,256]
[8328,-3,0,0,6.6,255]
[8329,-2.7,0,0,6.2,257]
[8330,-2.2999999999999998,0,0,6.9,260]
[8331,-1.9,0,0,6.9,262]
[8332,-1.6,0,0,7.2,263]
[8333,-1.3,0,0,7.8,263]
[8334,-1.1000000000000001,0,0,6.9,267]
[8335,-0.9,0,0,7.4,268]
[8336,-0.7,0,0,7.6,269]
[8337,-0.5,0,0,8.8000000000000007,270]
[8338,1.9,26,92,10.5,277]
[8339,4.4000000000000004,52,100,10.8,284]
[8340,5.3,43,0,11.3,291]
[8341,6.1,51,60,11.3,288]
[8342,6,30,19,10.1,286]
[8343,4.5999999999999996,1,0,9.3000000000000007,284]
[8344,4.5999999999999996,0,0,8.8000000000000007,283]
[8345,4.5,0,0,7.4,285]
[8346,4.4000000000000004,0,0,7.2,283]
[8347,4.4000000000000004,0,0,7.2,285]
[8348,4.3,0,0,8,282]
[8349,4.2,0,0,8.5,281]
[8350,4.2,0,0,9.3000000000000007,282]
[8351,4.0999999999999996,0,0,7.2,282]
[8352,4,0,0,8.1999999999999993,280]
[8353,3.6,0,0,7.2,281]
[8354,3.1,0,0,6.4,282]
[8355,2.7,0,0,5.7,283]
[8356,2.4,0,0,4.7,281]
[8357,2.2000000000000002,0,0,3.1,279]
[8358,2,0,0,3.5,282]
[8359,1.8,0,0,3.5,281]
[8360,1.6,0,0,2.9,279]
[8361,1.6,0,0,2.9,279]
[8362,3.5,31,110,4.2,284]
[8363,5.0999999999999996,56,153,4.4000000000000004,288]
[8364,6.4,71,219,3.7,291]
[8365,6.8,55,90,3.7,296]
[8366,6.5,34,49,2.5,295]
[8367,5.2,1,0,2,290]
[8368,5,0,0,1.8,290]
[8369,4.8,0,0,0.9,289]
[8370,4.5999999999999996,0,0,0.8,287]
[8371,4.4000000000000004,0,0,0.9,289]
[8372,4.2,0,0,1.4,289]
[8373,3.9,0,0,2,289]
[8374,3.7,0,0,1.8,288]
[8375,3.5,0,0,2.2000000000000002,287]
[8376,3.3,0,0,2,285]
[8377,3.2,0,0,2,283]
[8378,3.2,0,0,2.2000000000000002,282]
[8379,3.3,0,0,1.6,284]
[8380,3.4,0,0,1.3,284]
[8381,3.5,0,0,1.3,284]
[8382,3.6,0,0,1.2,287]
[8383,3.7,0,0,1.6,287]
[8384,3.9,0,0,2.2000000000000002,286]
[8385,4.0999999999999996,0,0,3.1,288]
[8386,5.9,35,155,2.9,294]
[8387,7.8,68,261,2.6,299]
[8388,7.9,86,308,2.2000000000000002,296]
[8389,7.9,79,290,2.2000000000000002,294]
[8390,7.9,49,207,2.9,293]
[8391,7.9,1,0,2.9,290]
[8392,8.6999999999999993,0,0,3.5,292]
[8393,8.5,0,0,4.2,293]
[8394,8.3000000000000007,0,0,4.7,292]
[8395,8.1,0,0,5.2,293]
[8396,7.9,0,0,5,293]
[8397,7.6,0,0,5.7,294]
[8398,7.4,0,0,5.9,293]
[8399,7.2,0,0,6.9,292]
[8400,7,0,0,5.9,291]
[8401,6.1,0,0,5.4,292]
[8402,5.0999999999999996,0,0,6.2,289]
[8403,4.0999999999999996,0,0,6.6,288]
[8404,3.5,0,0,5,286]
[8405,3,0,0,4.7,282]
[8406,2.4,0,0,4.7,276]
[8407,2,0,0,4.2,275]
[8408,1.5,0,0,4.2,273]
[8409,1.4,0,0,4.7,277]
[8410,2.4,25,75,5.2,283]
[8411,3.1,45,51,6.2,284]
[8412,3.7,56,54,4.4000000000000004,284]
[8413,3.8,47,32,4.7,286]
[8414,3.6,31,27,4.2,283]
[8415,2.8,1,0,4.4000000000000004,280]
[8416,2.6,0,0,5.7,280]
[8417,2.4,0,0,6.9,280]
[8418,2.2000000000000002,0,0,6.6,279]
[8419,2,0,0,6.9,277]
[8420,1.8,0,0,6.4,278]
[8421,1.6,0,0,5,276]
[8422,1.4,0,0,5.4,276]
[8423,1.2,0,0,5,275]
[8424,1,0,0,6.6,274]
[8425,1.3,0,0,6.9,277]
[8426,1.7,0,0,7.6,279]
[8427,2.1,0,0,7.6,280]
[8428,2.2999999999999998,0,0,8.8000000000000007,276]
[8429,2.6,0,0,8.1999999999999993,278]
[8430,2.8,0,0,8.1999999999999993,281]
[8431,3,0,0,7.6,281]
[8432,3.2,0,0,6.6,281]
[8433,3.4,0,0,6.2,280]
[8434,5.4,21,23,5,286]
[8435,7.2,38,17,6.2,291]
[8436,8.5,46,13,6.6,297]
[8437,7.9,42,8,5.4,294]
[8438,7.9,29,23,5,296]
[8439,8.1,1,0,5,298]
[8440,7.9,0,0,4.4000000000000004,296]
[8441,7.7,0,0,4.2,295]
[8442,7.6,0,0,4.4000000000000004,294]
[8443,7.4,0,0,4.2,294]
[8444,7.2,0,0,5.4,291]
[8445,7,0,0,6.2,292]
[8446,6.8,0,0,4.4000000000000004,293]
[8447,6.7,0,0,3.5,291]
[8448,6.5,0,0,3.3,290]
[8449,5.9,0,0,2.2000000000000002,289]
[8450,5.3,0,0,1.4,289]
[8451,4.5999999999999996,0,0,2,287]
[8452,4.3,0,0,2.2000000000000002,286]
[8453,4,0,0,2.5,286]
[8454,3.6,0,0,2.4,285]
[8455,3.4,0,0,2.9,284]
[8456,3.2,0,0,2.4,280]
[8457,3.1,0,0,2.5,281]
[8458,4.7,27,77,3.3,285]
[8459,5.3,30,0,2.6,287]
[8460,5.5,25,0,2.9,294]
[8461,6.9,81,211,2.9,283]
[8462,7.3,54,249,3.1,283]
[8463,6.4,10,0,2.9,284]
[8464,6.1,0,0,3.7,284]
[8465,5.8,0,0,5.4,283]
[8466,5.4,0,0,5.4,281]
[8467,5.0999999999999996,0,0,7.4,280]
[8468,4.7,0,0,9.3000000000000007,278]
[8469,4.4000000000000004,0,0,8.8000000000000007,277]
[8470,4.0999999999999996,0,0,8.5,276]
[8471,3.7,0,0,8.8000000000000007,279]
[8472,3.4,0,0,9.5,281]
[8473,3.2,0,0,9.8000000000000007,283]
[8474,3.1,0,0,8,284]
[8475,3,0,0,8.5,280]
[8476,2.9,0,0,8.5,279]
[8477,2.9,0,0,7.6,279]
[8478,2.9,0,0,6.9,280]
[8479,2.8,0,0,5.7,279]
[8480,2.8,0,0,5.4,278]
[8481,2.9,0,0,4.2,281]
[8482,3.9,13,0,3.5,282]
[8483,4.9000000000000004,27,0,2.9,282]
[8484,6.2,48,30,2.9,281]
[8485,7.1,51,46,2.9,280]
[8486,7.2,34,45,3.7,281]
[8487,6.3,2,0,2.6,280]
[8488,6,0,0,2.2000000000000002,282]
[8489,5.6,0,0,2.5,287]
[8490,5.3,0,0,2,287]
[8491,4.9000000000000004,0,0,2.6,288]
[8492,4.5999999999999996,0,0,3.1,285]
[8493,4.2,0,0,2.9,283]
[8494,3.8,0,0,1.8,283]
[8495,3.5,0,0,1.4,284]
[8496,3.1,0,0,1.6,285]
[8497,2,0,0,1.1000000000000001,282]
[8498,0.8,0,0,0.8,279]
[8499,-0.4,0,0,0.7,274]
[8500,-1.1000000000000001,0,0,0.6,271]
[8501,-1.9,0,0,0.6,268]
[8502,-2.6,0,0,1.1000000000000001,263]
[8503,-3.1,0,0,0.5,262]
[8504,-3.7,0,0,0.5,258]
[8505,-3.8,0,0,1.3,259]
[8506,-3.8,12,0,1.8,259]
[8507,-3.7,31,0,1.4,257]
[8508,-3.7,41,0,0.7,257]
[8509,-3.8,35,0,1.6,257]
[8510,-3.9,24,0,1.1000000000000001,256]
[8511,-4.3,2,0,0.6,255]
[8512,-4.4000000000000004,0,0,0.7,253]
[8513,-4.5,0,0,1.3,252]
[8514,-4.5999999999999996,0,0,2.4,252]
[8515,-4.7,0,0,2.4,253]
[8516,-4.7,0,0,1.8,254]
[8517,-4.8,0,0,0.7,255]
[8518,-4.9000000000000004,0,0,0.9,256]
[8519,-5,0,0,0.3,258]
[8520,-5.0999999999999996,0,0,1.6,258]
[8521,-4.5,0,0,2.4,261]
[8522,-3.8,0,0,2.9,265]
[8523,-3.1,0,0,2.6,267]
[8524,-2.6,0,0,3.3,270]
[8525,-2.2000000000000002,0,0,2.2000000000000002,272]
[8526,-1.7,0,0,2.6,275]
[8527,-1.4,0,0,2.5,278]
[8528,-1,0,0,2.5,281]
[8529,-0.8,0,0,2,279]
[8530,1.2,18,0,2.9,283]
[8531,1.3,7,0,2.5,283]
[8532,3.9,56,82,2.6,276]
[8533,6,66,222,4,275]
[8534,7,55,213,2.9,277]
[8535,5.7,3,0,1.8,271]
[8536,5.4,0,0,2.6,273]
[8537,5.2,0,0,2.6,273]
[8538,5,0,0,2,277]
[8539,4.8,0,0,2.2000000000000002,277]
[8540,4.5999999999999996,0,0,2.2000000000000002,277]
[8541,4.4000000000000004,0,0,2,275]
[8542,4.0999999999999996,0,0,2.1,278]
[8543,3.9,0,0,2.5,279]
[8544,3.7,0,0,2.6,278]
[8545,2.8,0,0,2.1,275]
[8546,1.8,0,0,2.9,275]
[8547,0.7,0,0,3.5,274]
[8548,0.2,0,0,4,272]
[8549,-0.4,0,0,2.2000000000000002,270]
[8550,-1,0,0,2.1,270]
[8551,-1.4,0,0,1.4,273]
[8552,-1.8,0,0,1.3,273]
[8553,-1.9,0,0,1.6,270]
[8554,-2,10,0,2.4,268]
[8555,-2,21,0,3.5,268]
[8556,-2.1,28,0,3.7,266]
[8557,-2.2000000000000002,26,0,4.2,262]
[8558,-2.2999999999999998,16,0,3.7,261]
[8559,-2.4,1,0,3.7,261]
[8560,-2.8,0,0,4,261]
[8561,-3.2,0,0,4,258]
[8562,-3.6,0,0,4,258]
[8563,-4.3,0,0,2.9,258]
[8564,-4.5,0,0,2,256]
[8565,-4.8,0,0,1.4,258]
[8566,-5.3,0,0,1.3,254]
[8567,-5.6,0,0,2.1,252]
[8568,-6,0,0,2,250]
[8569,-6.6,0,0,2.2000000000000002,243]
[8570,-7.1,0,0,1.8,243]
[8571,-7.8,0,0,1.8,243]
[8572,-8.5,0,0,1.4,240]
[8573,-8.1,0,0,1.4,241]
[8574,-8.4,0,0,1.6,240]
[8575,-8.6999999999999993,0,0,1.4,240]
[8576,-8.6999999999999993,0,0,1.1000000000000001,238]
[8577,-8.8000000000000007,0,0,0.2,237]
[8578,-8.8000000000000007,6,0,0.1,238]
[8579,-8.8000000000000007,12,0,0,237]
[8580,-8.6999999999999993,15,0,0.5,237]
[8581,-8.6999999999999993,14,0,1.6,237]
[8582,-8.8000000000000007,10,0,1.4,237]
[8583,-8.9,1,0,1.6,237]
[8584,-9.1,0,0,1.4,237]
[8585,-9.3000000000000007,0,0,1.6,236]
[8586,-9.5,0,0,0.9,236]
[8587,-9.8000000000000007,0,0,1.1000000000000001,233]
[8588,-10.199999999999999,0,0,0.9,233]
[8589,-10.199999999999999,0,0,1.1000000000000001,232]
[8590,-10.4,0,0,1.8,232]
[8591,-10.6,0,0,1.3,230]
[8592,-10.8,0,0,1.1000000000000001,226]
[8593,-11.3,0,0,2.2000000000000002,225]
[8594,-11.7,0,0,3.3,224]
[8595,-12.2,0,0,2.6,223]
[8596,-12.4,0,0,4.2,221]
[8597,-12.6,0,0,3.9,219]
[8598,-12.9,0,0,5,218]
[8599,-13,0,0,5.2,216]
[8600,-13.2,0,0,3.5,211]
[8601,-13.2,0,0,2.9,213]
[8602,-12.7,5,0,3.5,215]
[8603,-12.1,13,0,3.3,219]
[8604,-11.5,19,0,3.3,219]
[8605,-11.3,15,0,3.5,221]
[8606,-9.9,56,198,3.7,224]
[8607,-10.5,4,0,3.5,225]
[8608,-10.3,0,0,2.9,225]
[8609,-10.3,0,0,2.9,227]
[8610,-9.9,0,0,4.4000000000000004,229]
[8611,-9.6999999999999993,0,0,3.1,228]
[8612,-9.5,0,0,2.7,231]
[8613,-9.3000000000000007,0,0,2.2000000000000002,231]
[8614,-9,0,0,2.5,233]
[8615,-8.8000000000000007,0,0,2.2000000000000002,233]
[8616,-8.6,0,0,1.4,234]
[8617,-8.6,0,0,0.8,235]
[8618,-8.5,0,0,0.6,235]
[8619,-8.4,0,0,0.5,235]
[8620,-8.3000000000000007,0,0,1.2,235]
[8621,-8.3000000000000007,0,0,1.1000000000000001,236]
[8622,-8.1999999999999993,0,0,0.9,234]
[8623,-8.1999999999999993,0,0,1.1000000000000001,235]
[8624,-8.1,0,0,2,233]
[8625,-8.1,0,0,2,232]
[8626,-7.3,9,0,2.2000000000000002,238]
[8627,-6.5,18,0,3.1,242]
[8628,-5.6,30,0,1.8,238]
[8629,-5,29,0,2.2000000000000002,240]
[8630,-5.0999999999999996,17,0,2,243]
[8631,-5.7,1,0,1.6,241]
[8632,-5.7,0,0,1.2,243]
[8633,-5.8,0,0,2.1,243]
[8634,-5.8,0,0,3.3,242]
[8635,-6.1,0,0,2.4,245]
[8636,-6,0,0,2.7,246]
[8637,-6,0,0,2.7,248]
[8638,-6,0,0,3.5,248]
[8639,-6.1,0,0,3.5,248]
[8640,-6.1,0,0,3.3,246]
[8641,-6.3,0,0,3.5,246]
[8642,-6.5,0,0,5,247]
[8643,-6.6,0,0,3.9,247]
[8644,-6.7,0,0,5.7,247]
[8645,-6.8,0,0,5,246]
[8646,-6.9,0,0,4.4000000000000004,246]
[8647,-7,0,0,3.1,245]
[8648,-7,0,0,2.4,245]
[8649,-7,0,0,2.2000000000000002,241]
[8650,-6.3,11,0,3.3,243]
[8651,-5.4,25,0,3.3,244]
[8652,-4.7,33,0,2.9,248]
[8653,-4.3,34,0,3.3,247]
[8654,-4.3,21,0,3.3,246]
[8655,-5,1,0,3.3,247]
[8656,-5.2,0,0,4.4000000000000004,245]
[8657,-5.0999999999999996,0,0,4.7,248]
[8658,-5.2,0,0,4,247]
[8659,-5.2,0,0,4.4000000000000004,246]
[8660,-5.3,0,0,2.9,246]
[8661,-5.4,0,0,2.9,245]
[8662,-5.5,0,0,2.6,245]
[8663,-5.6,0,0,3.7,245]
[8664,-5.6,0,0,4.2,244]
[8665,-5.7,0,0,4,245]
[8666,-5.8,0,0,3.5,243]
[8667,-5.9,0,0,5,239]
[8668,-6,0,0,4,242]
[8669,-6,0,0,5,244]
[8670,-6,0,0,5.7,244]
[8671,-6.1,0,0,5.2,246]
[8672,-6.2,0,0,4.4000000000000004,246]
[8673,-6.2,0,0,4.7,246]
[8674,-5.0999999999999996,15,0,5,248]
[8675,-3.7,34,1,5.7,252]
[8676,-3,36,0,5.2,251]
[8677,-2.2000000000000002,48,40,3.9,252]
[8678,-2.2000000000000002,30,7,2.4,252]
[8679,-3.1,3,0,2,251]
[8680,-2.9,0,0,1.6,254]
[8681,-2.6,0,0,0.9,257]
[8682,-2.4,0,0,0.7,256]
[8683,-2.2000000000000002,0,0,1.6,257]
[8684,-1.9,0,0,1.4,258]
[8685,-1.7,0,0,2.6,261]
[8686,-1.4,0,0,3.3,264]
[8687,-1.2,0,0,3.7,266]
[8688,-1,0,0,4.2,268]
[8689,-0.8,0,0,4.4000000000000004,266]
[8690,-0.7,0,0,4,268]
[8691,-1.1000000000000001,0,0,5.4,272]
[8692,-0.4,0,0,5.4,273]
[8693,-0.3,0,0,3.5,279]
[8694,-0.2,0,0,3.7,281]
[8695,-0.2,0,0,3.9,278]
[8696,-0.1,0,0,4,278]
[8697,-0.2,0,0,4.4000000000000004,281]
[8698,1,10,0,4.2,283]
[8699,2,19,0,4.4000000000000004,285]
[8700,2.6,23,0,5.9,290]
[8701,3.1,24,0,5.7,290]
[8702,3.2,17,0,6.9,291]
[8703,2.6,1,0,7.6,287]
[8704,2.5,0,0,7.6,287]
[8705,2.4,0,0,7.8,286]
[8706,2.2999999999999998,0,0,8,285]
[8707,2.2000000000000002,0,0,6.9,286]
[8708,2.1,0,0,7.6,284]
[8709,2,0,0,7.2,279]
[8710,1.9,0,0,6.2,282]
[8711,1.8,0,0,6.2,280]
[8712,1.6,0,0,3.9,282]
[8713,1.4,0,0,5.4,285]
[8714,1.1000000000000001,0,0,4.7,284]
[8715,0.8,0,0,4.4000000000000004,283]
[8716,0.7,0,0,4.4000000000000004,283]
[8717,0.5,0,0,6.4,283]
[8718,0.4,0,0,4.7,282]
[8719,0.3,0,0,4.2,282]
[8720,0.2,0,0,5,280]
[8721,0.2,0,0,3.9,280]
[8722,1.2,15,0,3.9,284]
[8723,2.2000000000000002,31,0,4.4000000000000004,282]
[8724,3.3,48,15,4.2,283]
[8725,4,48,25,4.2,283]
[8726,4,29,0,4.2,283]
[8727,3.2,3,0,3.5,280]
[8728,2.9,0,0,3.7,280]
[8729,2.6,0,0,3.9,282]
[8730,2.2999999999999998,0,0,3.7,283]
[8731,2,0,0,3.7,281]
[8732,1.7,0,0,5.2,282]
[8733,1.4,0,0,5,284]
[8734,1.1000000000000001,0,0,5.7,283]
[8735,0.8,0,0,4.7,284]
[8736,0.5,0,0,3.5,283]
[8737,0.1,0,0,3.7,280]
[8738,-0.2,0,0,4,279]
[8739,-0.8,0,0,5.2,276]
[8740,-0.9,0,0,4.4000000000000004,275]
[8741,-1.5,0,0,5,273]
[8742,-1.3,0,0,4.4000000000000004,275]
[8743,-1.5,0,0,3.5,274]
[8744,-1.6,0,0,5,274]
[8745,-1.7,0,0,4.7,274]
[8746,-1.2,9,0,4.4000000000000004,276]
[8747,-0.7,21,0,3.1,279]
[8748,-0.3,28,0,2.9,279]
[8749,0,27,0,2.9,282]
[8750,-0.1,18,0,3.5,282]
[8751,-0.5,2,0,3.9,279]
[8752,-0.6,0,0,4.7,277]
[8753,-0.6,0,0,4,277]
[8754,-0.7,0,0,3.9,276]
[8755,-0.8,0,0,4.2,275]
[8756,-0.8,0,0,3.1,274]
[8757,-0.9,0,0,2.5,272]
[8758,-1,0,0,1.1000000000000001,273]
[8759,-1.1000000000000001,0,0,0.7,274]
[8760,-1.1000000000000001,0,0,0.9,274]

{"sheet":"_Würzburg","index":4,"n_rows":8765,"n_cols":6,"rows_kept":8765,"cut":false,"hidden":true,"merged":[]}
["Location:","Wurzburg",null,"Longitude","STD longitude","Latitude"]
["Year:","1996-2005 ",null,-9.9499999999999993,-15,49.8]
[null,null,null,"NB! The longitudes are defined negative for values to the east and positive to the west."]
["TIME        ","ta","Ghoris","Gbn","w10","EL"]
["[hour]","[°C]","[W/m2]","[W/m2]","[m/s]","[W/m2]"]
[1,7.3,0,0,2.2999999999999998,298]
[2,6.8,0,0,1.9,297]
[3,6.4,0,0,1.5,294]
[4,6.2,0,0,1.9,293]
[5,5.9,0,0,1.7,292]
[6,5.7,0,0,2.1,292]
[7,5.6,0,0,1.7,291]
[8,5.4,0,0,2.4,289]
[9,5.5,3,0,2.1,291]
[10,7,69,142,3.8,295]
[11,8.4,133,133,3.1,294]
[12,9.6,181,289,2.9,295]
[13,10.4,184,165,3.3,299]
[14,10.6,150,116,3.8,302]
[15,10.4,102,67,3.3,305]
[16,9.6999999999999993,44,35,4.5,309]
[17,8.8000000000000007,1,0,3.3,308]
[18,8.5,0,0,3.8,308]
[19,8.1999999999999993,0,0,3.1,307]
[20,7.8,0,0,3.1,307]
[21,7.5,0,0,3.1,306]
[22,7.2,0,0,2.2999999999999998,304]
[23,6.9,0,0,1.7,300]
[24,6.6,0,0,1.5,301]
[25,6.1,0,0,1.6,306]
[26,6.1,0,0,2.9,306]
[27,5.7,0,0,4.3,302]
[28,5.7,0,0,3.8,304]
[29,5.5,0,0,4.5,305]
[30,5.4,0,0,3.6,305]
[31,5.3,0,0,4.3,305]
[32,5.2,0,0,2.5,304]
[33,5.2,2,0,2.9,304]
[34,5.9,36,0,2.5,308]
[35,6.6,69,0,2.9,308]
[36,7.1,82,0,2.2999999999999998,311]
[37,7.1,56,0,3.1,311]
[38,7.1,51,0,3.6,310]
[39,7.1,45,0,2.5,311]
[40,6.8,23,0,3.3,311]
[41,6.5,1,0,2.7,309]
[42,6.2,0,0,2.9,309]
[43,5.9,0,0,2,303]
[44,5.6,0,0,1.5,302]
[45,5.3,0,0,1.2,303]
[46,4.9000000000000004,0,0,0.9,302]
[47,4.5999999999999996,0,0,0.6,298]
[48,4.3,0,0,0.3,297]
[49,3.9,0,0,0.3,296]
[50,3.6,0,0,0.2,293]
[51,3.3,0,0,0.5,290]
[52,3.1,0,0,0.3,288]
[53,2.9,0,0,0.4,287]
[54,2.8,0,0,0.3,284]
[55,2.7,0,0,0.4,283]
[56,2.6,0,0,0.6,282]
[57,2.8,4,0,0.7,282]
[58,4.9000000000000004,90,353,0.8,289]
[59,6.8,165,466,1.4,290]
[60,8.1999999999999993,198,388,1.5,294]
[61,9.1,208,362,1.9,297]
[62,9.5,182,289,1.6,300]
[63,9.4,131,257,1.1000000000000001,301]
[64,8.6,57,148,1.4,300]
[65,7.5,1,0,2.5,296]
[66,6.8,0,0,4.3,295]
[67,6.1,0,0,4,293]
[68,5.3,0,0,2.9,289]
[69,4.5999999999999996,0,0,2.9,287]
[70,3.9,0,0,3.3,285]
[71,3.2,0,0,3.1,282]
[72,2.5,0,0,3.3,278]
[73,1.6,0,0,3.1,273]
[74,0.7,0,0,3.1,268]
[75,-0.2,0,0,3.8,263]
[76,-0.7,0,0,4.3,261]
[77,-1.2,0,0,5.4,259]
[78,-1.7,0,0,4,256]
[79,-2.1,0,0,2.7,254]
[80,-2.4,0,0,2.2999999999999998,252]
[81,-2.4,3,0,2.4,251]
[82,-0.2,104,453,1.9,259]
[83,1.6,187,591,2.1,263]
[84,3.2,254,728,1.9,265]
[85,4.4000000000000004,284,795,2.7,267]
[86,4.9000000000000004,254,760,1.7,271]
[87,5,200,717,1.4,268]
[88,4,87,478,1.4,272]
[89,2.6,2,0,1.5,267]
[90,2.1,0,0,2,270]
[91,1.7,0,0,2,272]
[92,1.2,0,0,2.4,271]
[93,0.8,0,0,1.7,271]
[94,0.3,0,0,2.2999999999999998,270]
[95,-0.1,0,0,2.1,269]
[96,-0.5,0,0,2,269]
[97,-0.7,0,0,3.6,267]
[98,-0.8,0,0,4.3,267]
[99,-0.9,0,0,3.6,268]
[100,-1,0,0,2.7,268]
[101,-1.1000000000000001,0,0,4.3,269]
[102,-1.1000000000000001,0,0,3.6,272]
[103,-1.1000000000000001,0,0,4.5,272]
[104,-1.2,0,0,3.1,272]
[105,-1.1000000000000001,2,0,2.9,274]
[106,-0.4,29,0,2.4,276]
[107,0.1,50,0,1.9,278]
[108,0.5,54,0,1.9,280]
[109,0.8,63,0,1.7,279]
[110,1,76,0,2.4,280]
[111,1.1000000000000001,55,0,2.2999999999999998,281]
[112,1,25,0,2.2999999999999998,281]
[113,0.3,1,0,3.1,279]
[114,0.3,0,0,4,278]
[115,0,0,0,4,275]
[116,-0.3,0,0,2.5,273]
[117,-0.6,0,0,3.8,270]
[118,-0.8,0,0,3.8,268]
[119,-1.1000000000000001,0,0,3.3,266]
[120,-1.4,0,0,3.8,263]
[121,-2,0,0,5.2,259]
[122,-2.6,0,0,5.4,255]
[123,-3.2,0,0,5.4,251]
[124,-3.5,0,0,5.2,241]
[125,-3.8,0,0,5,240]
[126,-4.2,0,0,4.8,236]
[127,-4.4000000000000004,0,0,5,235]
[128,-4.5999999999999996,0,0,5,233]
[129,-4.5,5,0,4.5,236]
[130,-2.6,92,273,3.1,239]
[131,-1,159,398,3.6,242]
[132,0.3,201,384,4.3,244]
[133,1,201,306,5.2,249]
[134,1.4,194,364,5.8,254]
[135,1.4,145,318,6.2,254]
[136,0.6,68,195,5.4,255]
[137,-0.5,1,0,3.8,252]
[138,-0.9,0,0,2.1,250]
[139,-1.2,0,0,2.1,250]
[140,-1.5,0,0,1.5,250]
[141,-1.8,0,0,1.7,250]
[142,-2.1,0,0,1.2,250]
[143,-2.5,0,0,1.1000000000000001,248]
[144,-2.8,0,0,0.8,246]
[145,-2.9,0,0,0.8,246]
[146,-3,0,0,0.6,247]
[147,-3.1,0,0,0.6,248]
[148,-3.1,0,0,0.8,246]
[149,-3.2,0,0,1,248]
[150,-3.2,0,0,0.8,250]
[151,-3.2,0,0,0.6,250]
[152,-3.2,0,0,0.8,250]
[153,-3,3,0,0.7,252]
[154,-1.5,61,50,0.7,257]
[155,-0.1,114,76,0.8,262]
[156,1.2,156,83,1,265]
[157,2,165,79,0.8,270]
[158,2.5,149,91,1.2,269]
[159,2.2999999999999998,94,32,1.3,273]
[160,1.7,40,0,0.9,274]
[161,0.8,1,0,1.1000000000000001,272]
[162,0.5,0,0,1.3,274]
[163,0.3,0,0,1.5,276]
[164,0,0,0,1.9,274]
[165,-0.2,0,0,1.7,273]
[166,-0.5,0,0,2,272]
[167,-0.8,0,0,1.9,271]
[168,-1,0,0,2,270]
[169,-1.4,0,0,1.6,267]
[170,-1.8,0,0,1.7,266]
[171,-2.2000000000000002,0,0,2,264]
[172,-2.6,0,0,1.3,264]
[173,-2.6,0,0,1,267]
[174,-2.8,0,0,0.6,267]
[175,-3,0,0,0.4,266]
[176,-3.1,0,0,0.5,266]
[177,-3,3,0,0.7,266]
[178,-2.5,32,0,1,267]
[179,-2,63,0,1.7,267]
[180,-1.5,82,0,2.1,269]
[181,-1.3,75,0,2.9,270]
[182,-1.2,80,0,4.3,271]
[183,-1.2,58,0,3.1,270]
[184,-1.4,29,0,1.9,269]
[185,-1.8,1,0,2.9,268]
[186,-2.2000000000000002,0,0,3.3,267]
[187,-2.5,0,0,2.9,264]
[188,-2.9,0,0,2.5,263]
[189,-3.2,0,0,2.7,263]
[190,-3.6,0,0,4.3,263]
[191,-4,0,0,4.5,263]
[192,-4.3,0,0,5.4,263]
[193,-4.5999999999999996,0,0,4.3,261]
[194,-4.8,0,0,5,261]
[195,-5,0,0,5.2,259]
[196,-5.2,0,0,4.8,259]
[197,-5.3,0,0,4.3,259]
[198,-5.4,0,0,3.6,258]
[199,-5.5,0,0,4.5,258]
[200,-5.6,0,0,4.5,258]
[201,-5.5,2,0,3.3,259]
[202,-5.3,11,0,4,260]
[203,-5.0999999999999996,19,0,4.3,261]
[204,-4.9000000000000004,24,0,4.5,260]
[205,-4.8,25,0,3.6,260]
[206,-3.4,190,247,2.9,242]
[207,-2.7,141,258,3.1,244]
[208,-2.7,70,173,2.7,250]
[209,-3.2,2,0,2.7,249]
[210,-3.4,0,0,4.5,249]
[211,-3.7,0,0,5,250]
[212,-3.9,0,0,4.5,250]
[213,-4.0999999999999996,0,0,4.5,252]
[214,-4.4000000000000004,0,0,4.3,252]
[215,-4.5999999999999996,0,0,3.3,253]
[216,-4.8,0,0,3.6,252]
[217,-5.0999999999999996,0,0,3.3,251]
[218,-5.3,0,0,4.8,251]
[219,-5.5,0,0,3.6,251]
[220,-5.6,0,0,2.9,252]
[221,-5.7,0,0,3.3,252]
[222,-5.8,0,0,3.8,252]
[223,-5.9,0,0,3.3,252]
[224,-5.9,0,0,2.9,251]
[225,-5.8,1,0,3.1,253]
[226,-5.2,23,0,4.8,258]
[227,-4.9000000000000004,32,0,6,261]
[228,-4.4000000000000004,51,0,5.2,260]
[229,-3.9,71,0,6.2,261]
[230,-2.4,212,279,7.2,248]
[231,-1.2,216,599,8.6,243]
[232,-1,106,562,8.6,249]
[233,-1.8,9,0,7.2,248]
[234,-2.1,0,0,11.5,247]
[235,-2.2999999999999998,0,0,10.199999999999999,247]
[236,-2.6,0,0,8.6,247]
[237,-2.9,0,0,6.6,248]
[238,-3.1,0,0,4.8,246]
[239,-3.4,0,0,4.8,243]
[240,-3.6,0,0,5.4,240]
[241,-3.9,0,0,4.8,238]
[242,-4.2,0,0,4.8,238]
[243,-4.4000000000000004,0,0,5.2,237]
[244,-4.5,0,0,4.5,238]
[245,-4.5999999999999996,0,0,5,239]
[246,-4.7,0,0,5.8,242]
[247,-4.7,0,0,5.6,242]
[248,-4.7,0,0,5,242]
[249,-4.4000000000000004,5,0,6.6,242]
[250,-2.1,92,317,6.6,250]
[251,0.2,181,514,6,251]
[252,2,235,545,5,254]
[253,3.6,273,649,5.2,255]
[254,4.3,234,537,2.9,257]
[255,4.3,162,405,6.2,261]
[256,3.4,79,223,6.6,264]
[257,1.9,1,0,6.6,258]
[258,1.1000000000000001,0,0,8.6,254]
[259,0.2,0,0,7.5,251]
[260,-0.7,0,0,6.6,246]
[261,-1.6,0,0,6.2,244]
[262,-2.5,0,0,6.2,241]
[263,-3.4,0,0,6,238]
[264,-4.2,0,0,6.6,235]
[265,-5.4,0,0,8.6,230]
[266,-6.8,0,0,7.8,227]
[267,-8.1999999999999993,0,0,6,222]
[268,-9,0,0,5,219]
[269,-9.8000000000000007,0,0,4.8,215]
[270,-10.6,0,0,4.5,212]
[271,-11.3,0,0,5.4,209]
[272,-11.9,0,0,3.3,206]
[273,-11.9,7,0,2.7,206]
[274,-10.7,111,502,2.7,211]
[275,-9.5,207,676,2.5,210]
[276,-8.5,283,774,1.9,211]
[277,-7.9,295,725,2.5,211]
[278,-7.8,253,641,2.7,214]
[279,-8.1,195,643,2.5,215]
[280,-8.9,102,466,2.1,214]
[281,-10,4,0,2.7,214]
[282,-10.6,0,0,3.6,213]
[283,-11.1,0,0,4.3,211]
[284,-11.7,0,0,2.4,210]
[285,-12.2,0,0,2.5,210]
[286,-12.8,0,0,2,209]
[287,-13.3,0,0,1.5,208]
[288,-13.9,0,0,0.8,206]
[289,-13.5,0,0,1.1000000000000001,209]
[290,-13.1,0,0,1.4,212]
[291,-12.6,0,0,1.9,216]
[292,-12.3,0,0,3.1,218]
[293,-12,0,0,2.7,221]
[294,-11.7,0,0,3.6,224]
[295,-11.5,0,0,4.3,226]
[296,-11.3,0,0,3.6,228]
[297,-11,3,0,3.3,231]
[298,-8.4,82,154,3.6,226]
[299,-5.9,156,277,3.8,232]
[300,-3.7,213,381,2.9,237]
[301,-2.2000000000000002,225,328,2.7,243]
[302,-1.5,201,323,2.7,246]
[303,-1.4,145,258,2.2999999999999998,246]
[304,-2.4,67,68,2,248]
[305,-3.9,1,0,2.1,245]
[306,-3.8,0,0,2.7,245]
[307,-3.8,0,0,4.5,248]
[308,-3.8,0,0,3.8,249]
[309,-3.7,0,0,2.9,250]
[310,-3.7,0,0,2.7,254]
[311,-3.7,0,0,4.3,254]
[312,-3.6,0,0,2.9,254]
[313,-4,0,0,2.9,253]
[314,-4.4000000000000004,0,0,2.5,251]
[315,-4.7,0,0,1.4,253]
[316,-5,0,0,1.2,253]
[317,-5.2,0,0,1.1000000000000001,253]
[318,-5.4,0,0,1,253]
[319,-5.5,0,0,0.7,253]
[320,-5.7,0,0,0.8,254]
[321,-5.7,2,0,1.2,254]
[322,-5.6,15,0,1.3,252]
[323,-5.4,29,0,1,254]
[324,-5.4,37,0,0.8,253]
[325,-5.3,41,0,0.5,252]
[326,-5.3,38,0,0.2,251]
[327,-5.3,28,0,0.5,251]
[328,-5.4,15,0,0.7,251]
[329,-5.6,2,0,0.8,250]
[330,-5.9,0,0,1.1000000000000001,251]
[331,-6.2,0,0,1.1000000000000001,249]
[332,-6.6,0,0,1.5,250]
[333,-6.5,0,0,2.2999999999999998,250]
[334,-6.8,0,0,2,248]
[335,-7,0,0,2.1,249]
[336,-7.2,0,0,2,247]
[337,-7.5,0,0,2.1,248]
[338,-8.1,0,0,2.5,246]
[339,-8.1999999999999993,0,0,2.9,244]
[340,-8.4,0,0,3.8,242]
[341,-8.6,0,0,4.5,243]
[342,-8.8000000000000007,0,0,4.8,240]
[343,-9,0,0,5,238]
[344,-9.1,0,0,5.4,237]
[345,-9.1,2,0,4.3,238]
[346,-8.8000000000000007,22,0,3.6,237]
[347,-8.5,42,0,2.4,237]
[348,-8.3000000000000007,52,0,1.9,239]
[349,-8.1999999999999993,57,0,1.7,240]
[350,-8.1999999999999993,49,0,2.1,239]
[351,-8.3000000000000007,37,0,3.1,241]
[352,-8.4,22,0,5,238]
[353,-8.6999999999999993,2,0,4.8,238]
[354,-8.6,0,0,5.4,236]
[355,-8.6,0,0,6.9,236]
[356,-8.5,0,0,7.5,236]
[357,-8.5,0,0,7.2,238]
[358,-8.5,0,0,7.5,240]
[359,-8.4,0,0,7.2,243]
[360,-8.3000000000000007,0,0,5.8,242]
[361,-8.1999999999999993,0,0,5.2,242]
[362,-8,0,0,5.6,242]
[363,-7.7,0,0,4.8,243]
[364,-7.6,0,0,2.9,244]
[365,-7.5,0,0,2.5,246]
[366,-7.3,0,0,2.9,248]
[367,-7.3,0,0,3.6,249]
[368,-7.2,0,0,3.3,249]
[369,-6.9,2,0,2.9,250]
[370,-6.8,15,0,4.3,250]
[371,-5.9,30,0,3.6,253]
[372,-5.4,35,0,3.6,256]
[373,-5.0999999999999996,39,0,3.8,257]
[374,-4.9000000000000004,37,0,2.1,257]
[375,-4.8,27,0,2.5,255]
[376,-5,15,0,3.8,255]
[377,-5.3,2,0,2.7,256]
[378,-5.5,0,0,2,254]
[379,-5.4,0,0,2.9,257]
[380,-5.5,0,0,3.1,256]
[381,-5.6,0,0,2.2999999999999998,255]
[382,-5.7,0,0,1.7,255]
[383,-5.8,0,0,2.2999999999999998,254]
[384,-5.9,0,0,2.5,253]
[385,-6.1,0,0,2.9,251]
[386,-6.4,0,0,3.1,250]
[387,-6.6,0,0,3.6,247]
[388,-6.8,0,0,3.3,246]
[389,-6.9,0,0,2.5,242]
[390,-7,0,0,2,244]
[391,-7.1,0,0,1.7,245]
[392,-7.1,0,0,2.5,244]
[393,-6.7,8,0,3.3,245]
[394,-4.2,103,266,4,240]
[395,-1.9,189,445,2.4,246]
[396,0,244,465,3.3,249]
[397,1.3,259,499,3.1,255]
[398,2.1,251,566,3.8,256]
[399,2.2000000000000002,186,476,5.4,256]
[400,1.2,88,113,5.4,259]
[401,-0.4,2,0,5,272]
[402,-0.7,0,0,3.6,272]
[403,-0.9,0,0,3.3,271]
[404,-1.2,0,0,2.5,269]
[405,-1.4,0,0,2.9,269]
[406,-1.7,0,0,4,267]
[407,-1.9,0,0,4.8,269]
[408,-2.2000000000000002,0,0,4.5,267]
[409,-2.4,0,0,4.3,267]
[410,-2.7,0,0,3.1,266]
[411,-3,0,0,3.3,267]
[412,-3.2,0,0,1.6,267]
[413,-3.3,0,0,1.6,267]
[414,-3.5,0,0,2.4,266]
[415,-3.5,0,0,1.5,265]
[416,-3.6,0,0,2.2999999999999998,264]
[417,-3.3,8,0,2.2999999999999998,264]
[418,-1,97,209,1.7,256]
[419,1.3,184,436,3.1,257]
[420,3,229,409,4.8,261]
[421,4.2,247,375,4.8,264]
[422,4.7,220,363,4,266]
[423,4.5999999999999996,154,169,4.5,268]
[424,3.8,86,136,6,270]
[425,2.2999999999999998,2,0,5.2,284]
[426,2.1,0,0,5.4,285]
[427,1.9,0,0,5.2,284]
[428,1.7,0,0,6,283]
[429,1.5,0,0,6,284]
[430,1.3,0,0,6.4,284]
[431,1.1000000000000001,0,0,7.2,284]
[432,0.9,0,0,7.2,287]
[433,0.7,0,0,8.6,284]
[434,0.5,0,0,6.2,283]
[435,0.3,0,0,5.2,285]
[436,0.2,0,0,5,284]
[437,0.2,0,0,5.8,283]
[438,0.1,0,0,5.4,285]
[439,0,0,0,6,287]
[440,0,0,0,5.8,289]
[441,0.2,2,0,6,288]
[442,0.4,11,0,6.4,285]
[443,0.7,24,0,6.4,285]
[444,1.2,41,0,7.8,284]
[445,1.4,43,0,8.1,285]
[446,3.6,258,371,6.6,264]
[447,4.7,202,548,6.4,270]
[448,4.9000000000000004,115,251,6,272]
[449,4.0999999999999996,9,0,5.8,288]
[450,4,0,0,6.4,290]
[451,3.8,0,0,6.2,290]
[452,3.6,0,0,7.2,292]
[453,3.5,0,0,6.9,289]
[454,3.3,0,0,6.4,291]
[455,3.1,0,0,7.5,292]
[456,3,0,0,6.9,290]
[457,2.7,0,0,6.2,290]
[458,2.5,0,0,6,291]
[459,2.2000000000000002,0,0,5.4,292]
[460,2,0,0,4.5,294]
[461,1.9,0,0,4,291]
[462,1.4,0,0,4.3,293]
[463,0.9,0,0,3.3,293]
[464,1.4,0,0,4,293]
[465,1.5,2,0,5.2,295]
[466,1.6,11,0,4.3,296]
[467,1.7,21,0,4.3,296]
[468,1.7,27,0,3.8,297]
[469,1.7,27,0,4.3,297]
[470,1.7,25,0,5.6,297]
[471,1.7,19,0,5.8,297]
[472,1.6,11,0,6.2,297]
[473,1.3,2,0,6.9,295]
[474,1.4,0,0,6.4,295]
[475,1.3,0,0,5.2,295]
[476,1.3,0,0,4,295]
[477,1.1000000000000001,0,0,4.3,294]
[478,1.1000000000000001,0,0,3.8,294]
[479,1,0,0,2.7,294]
[480,0.9,0,0,2.2999999999999998,293]
[481,1.1000000000000001,0,0,2.9,295]
[482,1.2,0,0,3.8,295]
[483,1.3,0,0,4,296]
[484,1.3,0,0,5,296]
[485,1.4,0,0,5.6,296]
[486,1.4,0,0,5.6,296]
[487,1.5,0,0,5.6,296]
[488,1.5,0,0,6,297]
[489,1.8,3,0,6.9,298]
[490,2.8,39,0,7.2,297]
[491,3.7,62,0,6.6,300]
[492,4.5,90,0,8.1,298]
[493,5.2,102,0,11.5,300]
[494,5.6,98,0,10.8,301]
[495,5.6,66,0,9.6,304]
[496,5.3,36,0,7.8,304]
[497,4.5999999999999996,3,0,8.1,306]
[498,4.5999999999999996,0,0,7.2,307]
[499,4.5999999999999996,0,0,6.9,310]
[500,4.5,0,0,6.9,310]
[501,4.5999999999999996,0,0,7.8,311]
[502,4.5999999999999996,0,0,7.2,312]
[503,4.5999999999999996,0,0,8.6,313]
[504,4.5999999999999996,0,0,7.8,314]
[505,4.5,0,0,9.1,313]
[506,4.4000000000000004,0,0,6.9,313]
[507,4.4000000000000004,0,0,8.6,312]
[508,4.3,0,0,6.6,313]
[509,4.2,0,0,6.6,311]
[510,4.2,0,0,6.4,312]
[511,4.2,0,0,3.8,312]
[512,4.2,0,0,3.6,312]
[513,4.3,3,0,2.5,313]
[514,4.5,11,0,2.7,313]
[515,4.7,20,0,2.5,312]
[516,4.8,27,0,1.9,311]
[517,5,30,0,1.9,310]
[518,5,27,0,1.9,308]
[519,5.0999999999999996,20,0,1.7,311]
[520,5,12,0,2.7,311]
[521,4.8,3,0,2.9,314]
[522,4.7,0,0,4.3,314]
[523,4.5,0,0,5.6,314]
[524,4.4000000000000004,0,0,4.5,312]
[525,4.0999999999999996,0,0,5,311]
[526,4,0,0,3.8,310]
[527,3.9,0,0,4,307]
[528,3.5,0,0,3.8,307]
[529,3.3,0,0,4.3,307]
[530,2.6,0,0,2.9,302]
[531,2,0,0,1.6,299]
[532,1.7,0,0,2.2999999999999998,297]
[533,1.3,0,0,2,295]
[534,1,0,0,2.1,293]
[535,0.7,0,0,1.7,292]
[536,0.5,0,0,1.4,291]
[537,0.6,4,0,1.9,291]
[538,1.3,48,0,1.9,287]
[539,1.9,81,0,2.4,286]
[540,2.5,117,1,1.5,284]
[541,2.9,124,1,1.7,282]
[542,2.9,90,0,1.9,285]
[543,2.9,80,0,1.7,283]
[544,2.5,39,0,1.3,284]
[545,2,3,0,1.2,283]
[546,1.5,0,0,0.7,279]
[547,0.9,0,0,0.4,275]
[548,0.3,0,0,0.3,271]
[549,-0.2,0,0,0.4,267]
[550,-0.8,0,0,0.2,265]
[551,-1.4,0,0,0.3,263]
[552,-1.9,0,0,0.4,262]
[553,-3.1,0,0,0.2,263]
[554,-4.3,0,0,0.2,257]
[555,-5.6,0,0,0.1,252]
[556,-6.3,0,0,0,249]
[557,-7,0,0,0.2,247]
[558,-7.7,0,0,0.5,241]
[559,-8.1999999999999993,0,0,0.6,240]
[560,-8.8000000000000007,0,0,0.8,238]
[561,-8.5,9,0,0.8,239]
[562,-6.5,110,248,0.7,230]
[563,-4.7,188,373,0.5,232]
[564,-3.1,267,535,0.4,234]
[565,-2,288,480,0.4,237]
[566,-1,325,693,0.6,236]
[567,-0.8,252,750,0.6,240]
[568,-1.3,161,385,1,239]
[569,-3,16,0,1.1000000000000001,257]
[570,-3.5,0,0,0.9,257]
[571,-4.0999999999999996,0,0,0.8,254]
[572,-4.7,0,0,1.1000000000000001,254]
[573,-5.2,0,0,1.3,254]
[574,-5.8,0,0,1.4,253]
[575,-6.4,0,0,2,251]
[576,-6.9,0,0,1.6,248]
[577,-7,0,0,2,249]
[578,-7,0,0,1.2,249]
[579,-7.1,0,0,1.3,249]
[580,-7.1,0,0,0.9,250]
[581,-7.1,0,0,1.1000000000000001,250]
[582,-7.1,0,0,1.3,251]
[583,-7.1,0,0,1.9,251]
[584,-7.1,0,0,1.9,251]
[585,-6.9,3,0,1.4,252]
[586,-5.6,44,0,1.7,250]
[587,-3.7,119,29,1.1000000000000001,250]
[588,-2.8,110,0,1.3,257]
[589,-2.6,86,0,0.8,261]
[590,-0.8,243,294,1.1000000000000001,248]
[591,0.3,232,493,1,245]
[592,0.8,176,436,1,244]
[593,-0.3,36,0,1.5,257]
[594,-0.4,0,0,1.4,258]
[595,-0.5,0,0,1.6,261]
[596,-0.6,0,0,1.2,262]
[597,-0.7,0,0,1.4,262]
[598,-0.8,0,0,1.4,263]
[599,-0.9,0,0,1.2,265]
[600,-1,0,0,1.4,267]
[601,-1.2,0,0,1,264]
[602,-1.4,0,0,1.1000000000000001,268]
[603,-1.5,0,0,1.9,269]
[604,-1.6,0,0,2.1,269]
[605,-1.7,0,0,1.2,269]
[606,-1.7,0,0,1.1000000000000001,272]
[607,-1.8,0,0,1.3,272]
[608,-1.8,0,0,1.4,272]
[609,-1.2,10,0,1.3,275]
[610,1.9,117,270,1.7,264]
[611,4.3,192,356,2.1,270]
[612,6.4,250,407,2.1,274]
[613,8.5,326,596,3.3,271]
[614,9.9,321,777,2.7,274]
[615,10.3,247,654,3.3,280]
[616,9.9,172,397,3.1,276]
[617,8,30,0,2.9,292]
[618,7.6,0,0,4.3,298]
[619,7.2,0,0,5,295]
[620,6.9,0,0,4.3,296]
[621,6.5,0,0,4.3,299]
[622,6.1,0,0,3.8,298]
[623,5.8,0,0,2.9,298]
[624,5.4,0,0,3.6,298]
[625,4.9000000000000004,0,0,3.6,298]
[626,4.5,0,0,4.5,299]
[627,4,0,0,4.3,298]
[628,3.7,0,0,5.6,301]
[629,3.4,0,0,6.2,304]
[630,3.2,0,0,6.6,304]
[631,3,0,0,7.2,304]
[632,2.7,0,0,7.5,303]
[633,2.9,3,0,7.2,305]
[634,3.2,28,0,8.1,302]
[635,3.4,48,0,7.8,303]
[636,3.6,62,0,7.5,301]
[637,3.7,63,0,8.6,302]
[638,3.5,55,0,10.199999999999999,301]
[639,3.7,42,0,9.6,300]
[640,3.6,25,0,8.1,299]
[641,3.2,4,0,7.5,300]
[642,3,0,0,10.8,297]
[643,2.6,0,0,12.8,295]
[644,2.2999999999999998,0,0,9.1,292]
[645,1.9,0,0,8.6,289]
[646,1.6,0,0,7.8,286]
[647,1.2,0,0,9.6,284]
[648,0.9,0,0,8.1,281]
[649,-0.1,0,0,9.6,275]
[650,-1.1000000000000001,0,0,7.2,270]
[651,-2.2000000000000002,0,0,7.8,264]
[652,-2.8,0,0,7.8,263]
[653,-3.3,0,0,9.1,261]
[654,-3.9,0,0,12.8,255]
[655,-4.3,0,0,10.199999999999999,253]
[656,-4.7,0,0,9.6,251]
[657,-3.8,22,0,9.6,254]
[658,-0.6,157,373,8.1,247]
[659,2.2999999999999998,276,797,6.2,251]
[660,4.4000000000000004,337,831,5.2,254]
[661,5.9,360,815,5.8,256]
[662,6.6,327,772,4.8,262]
[663,6.6,265,733,5.6,265]
[664,5.6,165,630,5.4,265]
[665,3.8,47,303,4.5,262]
[666,1.9,0,0,3.6,263]
[667,1.6,0,0,4.3,264]
[668,1.2,0,0,5.6,263]
[669,0.9,0,0,5.2,262]
[670,0.5,0,0,3.6,262]
[671,0.1,0,0,4,266]
[672,-0.2,0,0,3.3,268]
[673,-0.2,0,0,3.8,271]
[674,-0.1,0,0,4.8,271]
[675,-0.1,0,0,4.5,270]
[676,0,0,0,5.4,272]
[677,0.1,0,0,4.8,275]
[678,0.1,0,0,4,278]
[679,0.2,0,0,3.6,281]
[680,0.3,0,0,4.5,283]
[681,0.6,4,0,4.8,283]
[682,0.9,13,0,4.5,286]
[683,1.3,22,0,4,290]
[684,1.6,28,0,3.6,293]
[685,1.8,30,0,2.4,296]
[686,4.0999999999999996,233,241,2.9,281]
[687,5.4,187,146,2.9,287]
[688,5.8,114,119,2.4,291]
[689,5.4,37,129,2.4,289]
[690,4.5999999999999996,0,0,3.8,289]
[691,4.4000000000000004,0,0,3.3,292]
[692,4.3,0,0,3.1,292]
[693,4.0999999999999996,0,0,2.7,293]
[694,3.9,0,0,2.9,292]
[695,3.7,0,0,4.3,290]
[696,3.5,0,0,5.6,292]
[697,3.1,0,0,6.6,293]
[698,2.7,0,0,6.4,294]
[699,2.2000000000000002,0,0,5.4,294]
[700,2,0,0,5.8,294]
[701,1.7,0,0,4.8,293]
[702,1.5,0,0,3.1,294]
[703,1.3,0,0,3.6,294]
[704,1.1000000000000001,0,0,2.9,294]
[705,1.3,4,0,3.6,296]
[706,1.5,13,0,3.1,296]
[707,1.7,23,0,2.5,296]
[708,1.8,29,0,1.6,297]
[709,1.9,31,0,1.3,299]
[710,3.6,233,227,2,282]
[711,4.5,187,138,1.9,283]
[712,4.7,116,116,1.4,286]
[713,4.3,37,112,1.6,287]
[714,3.6,0,0,2,286]
[715,3.6,0,0,2.2999999999999998,289]
[716,3.6,0,0,3.8,290]
[717,3.6,0,0,2.5,290]
[718,3.5,0,0,3.6,293]
[719,3.5,0,0,4,295]
[720,3.5,0,0,3.3,296]
[721,3.6,0,0,4.8,297]
[722,3.8,0,0,4.5,301]
[723,3.9,0,0,5,301]
[724,4.0999999999999996,0,0,3.3,302]
[725,4.2,0,0,3.8,303]
[726,4.3,0,0,3.1,307]
[727,4.4000000000000004,0,0,2.7,310]
[728,4.5,0,0,2.9,312]
[729,4.9000000000000004,6,0,3.6,315]
[730,6.5,56,0,3.3,311]
[731,7.9,100,0,3.1,312]
[732,8.8000000000000007,111,0,2.7,313]
[733,9.5,115,0,1.9,315]
[734,9.9,111,0,1.1000000000000001,317]
[735,9.8000000000000007,78,0,1.3,318]
[736,9.4,46,0,1.2,319]
[737,8.6999999999999993,11,0,1.6,315]
[738,8,0,0,2.2999999999999998,313]
[739,7.8,0,0,2.5,319]
[740,7.7,0,0,3.6,321]
[741,7.6,0,0,3.3,321]
[742,7.4,0,0,2,320]
[743,7.3,0,0,2.1,320]
[744,7.1,0,0,1.7,319]
[745,6.8,0,0,2.2999999999999998,317]
[746,6.4,0,0,0.7,316]
[747,6,0,0,2.8,315]
[748,5.8,0,0,2.2999999999999998,316]
[749,5.6,0,0,2,315]
[750,5.5,0,0,3.4,311]
[751,5.3,0,0,3.1,311]
[752,5.2,0,0,2.8,313]
[753,5.5,10,0,3.4,313]
[754,8.1,188,413,1.8,287]
[755,9.4,233,459,1.6,297]
[756,10.1,244,194,2.2999999999999998,300]
[757,10.7,260,178,2.1,302]
[758,11,242,212,2.1,304]
[759,10.6,147,59,3.8,315]
[760,10,86,19,3.6,316]
[761,9.1,10,0,3.8,328]
[762,8.3000000000000007,0,0,4.8,324]
[763,7.9,0,0,5.8,322]
[764,7.5,0,0,4.8,320]
[765,7.1,0,0,4.8,317]
[766,6.7,0,0,5.3,312]
[767,6.3,0,0,4.8,309]
[768,6,0,0,4.3,306]
[769,5.5,0,0,2.9,304]
[770,5.0999999999999996,0,0,1.8,299]
[771,4.5999999999999996,0,0,1,298]
[772,4.4000000000000004,0,0,3.1,299]
[773,4.0999999999999996,0,0,3.1,297]
[774,4,0,0,3.4,295]
[775,3.8,0,0,3.4,295]
[776,3.8,0,0,4.8,293]
[777,4.3,31,42,6.8,291]
[778,4.9000000000000004,70,0,5.8,294]
[779,5.9,145,50,6.1,292]
[780,6.7,191,65,6.1,291]
[781,7.3,182,26,6.4,295]
[782,7.7,185,51,6.4,295]
[783,7.8,149,42,5.5,297]
[784,7.6,89,15,7.2,299]
[785,7.1,24,0,5.8,300]
[786,6.4,0,0,4.3,306]
[787,6,0,0,4.8,305]
[788,5.5,0,0,5.3,301]
[789,4.9000000000000004,0,0,3.6,297]
[790,4.4000000000000004,0,0,2.9,293]
[791,3.9,0,0,2.6,288]
[792,3.4,0,0,0.9,284]
[793,2.9,0,0,1.2,282]
[794,2.5,0,0,0.9,279]
[795,2,0,0,0.3,276]
[796,1.8,0,0,0.3,272]
[797,1.6,0,0,0.2,266]
[798,1.4,0,0,0.4,265]
[799,1.3,0,0,0.5,263]
[800,1.3,0,0,0.5,264]
[801,2,58,281,0.9,263]
[802,3.3,171,403,1.6,267]
[803,4.2,210,297,1,274]
[804,4.9000000000000004,238,160,0.7,278]
[805,5.3,228,136,0.6,280]
[806,4.5,32,0,0.7,296]
[807,4,26,0,0.6,292]
[808,3.7,66,0,1.2,283]
[809,3.3,24,0,2,284]
[810,2.9,0,0,1.2,281]
[811,2.5,0,0,1.4,279]
[812,2.1,0,0,0.5,277]
[813,1.7,0,0,0.9,276]
[814,1.3,0,0,1,278]
[815,0.7,0,0,0.4,281]
[816,0.4,0,0,1.4,281]
[817,-0.4,0,0,1.6,275]
[818,-1.3,0,0,2,271]
[819,-2.2000000000000002,0,0,2,267]
[820,-2.8,0,0,2.1,263]
[821,-3.9,0,0,3.1,263]
[822,-3.8,0,0,2.2999999999999998,261]
[823,-4.0999999999999996,0,0,2.2999999999999998,259]
[824,-4.3,0,0,3.1,260]
[825,-4.5,6,0,2.9,258]
[826,-4.8,20,0,2.1,255]
[827,-5,33,0,2,253]
[828,-5.3,45,0,4.8,254]
[829,-5.6,47,0,3.8,255]
[830,-5.8,40,0,4,256]
[831,-5.9,34,0,3.6,255]
[832,-5.5,22,0,2.8,258]
[833,-5.6,7,0,3.4,259]
[834,-5.5,0,0,3.6,260]
[835,-5.3,0,0,2.1,260]
[836,-5,0,0,0.9,261]
[837,-4.8,0,0,1.4,262]
[838,-4.5999999999999996,0,0,2.2999999999999998,263]
[839,-4.3,0,0,2.1,264]
[840,-4.0999999999999996,0,0,1.6,265]
[841,-3.4,0,0,1.4,269]
[842,-2.8,0,0,1.6,271]
[843,-2.2000000000000002,0,0,3.6,273]
[844,-1.9,0,0,4.5,273]
[845,-1.5,0,0,4,277]
[846,-1.2,0,0,4.3,277]
[847,-1,0,0,5,278]
[848,-0.9,0,0,4.3,277]
[849,-0.4,12,0,3.1,280]
[850,0.5,37,0,2.9,280]
[851,1.2,53,0,2.9,284]
[852,1.8,64,0,3.4,287]
[853,2.2999999999999998,63,0,3.8,290]
[854,2.6,62,0,4.3,291]
[855,2.7,51,0,5.5,292]
[856,2.7,34,0,4.5,292]
[857,2.2000000000000002,13,0,3.6,292]
[858,2.1,0,0,3.8,292]
[859,2,0,0,4,292]
[860,2,0,0,4.3,294]
[861,1.9,0,0,4.3,294]
[862,1.8,0,0,4,291]
[863,1.8,0,0,4.3,291]
[864,1.7,0,0,3.4,290]
[865,1.1000000000000001,0,0,4,285]
[866,0.6,0,0,4.5,283]
[867,-0.1,0,0,5,282]
[868,-0.2,0,0,5,281]
[869,-0.3,0,0,4.3,283]
[870,-0.5,0,0,2.9,283]
[871,-0.7,0,0,2.2999999999999998,281]
[872,-0.8,0,0,2.2999999999999998,280]
[873,-0.8,8,0,1.6,281]
[874,-0.8,23,0,1,280]
[875,-0.7,37,0,1.2,282]
[876,-0.7,51,0,1.8,281]
[877,-0.7,56,0,2.1,281]
[878,-0.7,51,0,1.8,281]
[879,-0.7,40,0,3.1,282]
[880,-0.8,26,0,3.8,283]
[881,-0.8,10,0,4,282]
[882,-0.9,0,0,3.6,279]
[883,-1.2,0,0,2.1,275]
[884,-1.5,0,0,3.8,272]
[885,-1.7,0,0,3.6,266]
[886,-2,0,0,2.8,264]
[887,-2.2999999999999998,0,0,1.8,260]
[888,-2.5,0,0,2.2999999999999998,258]
[889,-2.9,0,0,2.1,257]
[890,-3.2,0,0,1.6,253]
[891,-3.5,0,0,2.2999999999999998,250]
[892,-3.7,0,0,2.1,248]
[893,-3.8,0,0,1.6,248]
[894,-3.9,0,0,2.6,247]
[895,-4,0,0,2.2999999999999998,244]
[896,-4,0,0,3.1,243]
[897,-2.7,67,336,3.6,245]
[898,-0.5,193,597,3.8,244]
[899,1.7,310,731,2.1,247]
[900,3.4,348,648,2,254]
[901,4.5,355,596,1.8,257]
[902,5.3,341,607,3.1,257]
[903,5.6,293,628,2.6,257]
[904,5.2,182,486,2.9,262]
[905,4.2,73,311,1.6,264]
[906,2.9,0,0,2.1,260]
[907,2.2000000000000002,0,0,1.6,257]
[908,1.6,0,0,0.7,255]
[909,0.9,0,0,1.4,257]
[910,0.2,0,0,0.4,255]
[911,-0.4,0,0,0.4,256]
[912,-1.1000000000000001,0,0,0.4,256]
[913,-1.8,0,0,0.7,259]
[914,-2.6,0,0,0.7,257]
[915,-3.4,0,0,1.8,254]
[916,-3.8,0,0,2.1,253]
[917,-4.2,0,0,2.6,253]
[918,-4.5,0,0,4,253]
[919,-4.8,0,0,2.2999999999999998,252]
[920,-4.8,0,0,3.1,257]
[921,-4.8,6,0,2.6,260]
[922,-4.7,16,0,1.4,259]
[923,-4.3,59,0,1.2,258]
[924,-3.6,148,11,0.7,252]
[925,-2.6,247,144,0.5,247]
[926,-1.3,397,584,0.4,234]
[927,-1.2,154,48,0.5,252]
[928,-1.4,104,17,0.9,252]
[929,-1.9,36,0,1.6,257]
[930,-2.4,2,0,1.2,254]
[931,-3,0,0,2.9,252]
[932,-3.6,0,0,2.8,249]
[933,-4.2,0,0,2.6,248]
[934,-4.9000000000000004,0,0,3.4,245]
[935,-5.3,0,0,3.8,243]
[936,-5.9,0,0,3.6,241]
[937,-6.3,0,0,2.9,239]
[938,-6.8,0,0,2.6,237]
[939,-7.3,0,0,3.4,233]
[940,-7.5,0,0,3.1,235]
[941,-7.8,0,0,2.9,233]
[942,-7.9,0,0,2.6,229]
[943,-8.1,0,0,2.8,227]
[944,-8.1,0,0,3.1,227]
[945,-7.2,53,160,5.3,231]
[946,-5.8,137,147,5.8,226]
[947,-4.5,211,163,5.8,227]
[948,-3.2,279,311,6.4,227]
[949,-2.2999999999999998,289,187,7.1,231]
[950,-1.9,243,117,5,235]
[951,-1.8,192,87,4.8,238]
[952,-2.2000000000000002,127,63,5,240]
[953,-2.9,55,49,5.3,242]
[954,-3.9,1,0,3.1,240]
[955,-4.0999999999999996,0,0,2.9,243]
[956,-4.3,0,0,2.2999999999999998,246]
[957,-4.5999999999999996,0,0,1.2,244]
[958,-4.8,0,0,1.2,245]
[959,-5,0,0,0.7,244]
[960,-5.3,0,0,1,244]
[961,-5.4,0,0,1.8,244]
[962,-5.4,0,0,1.6,246]
[963,-5.5,0,0,0.7,248]
[964,-5.5,0,0,1,249]
[965,-5.5,0,0,2.1,251]
[966,-5.4,0,0,2.1,253]
[967,-5.4,0,0,2.2999999999999998,255]
[968,-5.4,0,0,2.2999999999999998,257]
[969,-5.2,6,0,2,261]
[970,-5,16,0,2.6,260]
[971,-4.7,25,0,2.6,260]
[972,-2.9,209,83,2.1,246]
[973,-1.5,240,114,1.2,252]
[974,0.8,430,678,0.9,238]
[975,2,354,715,1.4,240]
[976,2.2000000000000002,175,282,2.6,254]
[977,1.7,93,238,1.4,254]
[978,0.7,1,0,2,253]
[979,0.5,0,0,2.2999999999999998,253]
[980,0.3,0,0,1.8,252]
[981,0.1,0,0,2,250]
[982,0,0,0,2.6,249]
[983,-0.2,0,0,4.8,252]
[984,-0.4,0,0,4.5,255]
[985,-0.8,0,0,2.9,254]
[986,-1.2,0,0,3.6,255]
[987,-1.6,0,0,1.4,257]
[988,-1.8,0,0,2.6,257]
[989,-2,0,0,2.6,257]
[990,-2.1,0,0,3.1,258]
[991,-2.5,0,0,3.4,261]
[992,-2.2999999999999998,0,0,3.1,261]
[993,-1.9,27,0,3.8,265]
[994,-1.3,68,0,3.8,266]
[995,-0.6,135,8,4.8,266]
[996,0,162,9,5,257]
[997,0.4,146,0,5.5,254]
[998,0.4,110,0,5.3,257]
[999,0.2,56,0,5.5,260]
[1000,-0.1,35,0,5.8,263]
[1001,-0.5,17,0,4.8,273]
[1002,-0.8,1,0,5.8,273]
[1003,-1.2,0,0,6.8,270]
[1004,-1.6,0,0,6.8,267]
[1005,-2,0,0,7.8,264]
[1006,-2.4,0,0,7.6,260]
[1007,-2.8,0,0,7.4,257]
[1008,-3.2,0,0,7.8,254]
[1009,-3.9,0,0,7.6,249]
[1010,-4.7,0,0,6.8,245]
[1011,-5.4,0,0,4.5,241]
[1012,-5.8,0,0,3.4,237]
[1013,-6.3,0,0,4,235]
[1014,-6.6,0,0,3.8,232]
[1015,-6.8,0,0,4.5,230]
[1016,-6.9,0,0,5,230]
[1017,-5.6,72,306,6.1,234]
[1018,-4,170,332,6.4,236]
[1019,-2.2000000000000002,292,567,6.1,237]
[1020,-0.4,375,698,5.5,239]
[1021,0.7,384,631,5,246]
[1022,1.5,366,627,5.5,247]
[1023,1.6,288,500,6.1,247]
[1024,1.3,200,468,6.1,249]
[1025,0.2,81,252,6.8,252]
[1026,-1.1000000000000001,1,0,5.3,250]
[1027,-1.3,0,0,5,246]
[1028,-1.5,0,0,3.8,249]
[1029,-1.7,0,0,2.9,248]
[1030,-1.9,0,0,5.8,248]
[1031,-2.1,0,0,4.8,246]
[1032,-2.4,0,0,4.8,248]
[1033,-2.2999999999999998,0,0,4,245]
[1034,-2.1,0,0,4.5,247]
[1035,-1.9,0,0,4.3,247]
[1036,-1.8,0,0,4.8,246]
[1037,-1.6,0,0,5,247]
[1038,-1.5,0,0,5.8,250]
[1039,-1.4,0,0,6.8,249]
[1040,-1.2,3,0,8.4,247]
[1041,0.7,95,427,7.8,253]
[1042,3.1,233,668,7.1,251]
[1043,5.6,366,723,6.8,250]
[1044,6.9,329,369,6.1,258]
[1045,7.4,268,137,7.2,269]
[1046,7.5,218,77,7.4,273]
[1047,6.3,58,0,6.8,286]
[1048,5.5,63,0,6.4,280]
[1049,4.5999999999999996,28,0,7.2,280]
[1050,3.8,1,0,6.4,278]
[1051,3.3,0,0,5.5,279]
[1052,2.7,0,0,5.3,277]
[1053,2.2000000000000002,0,0,4,276]
[1054,1.7,0,0,3.1,277]
[1055,1.2,0,0,2.1,274]
[1056,0.6,0,0,2.8,272]
[1057,-0.9,0,0,1.6,269]
[1058,-2.6,0,0,1.4,262]
[1059,-4.2,0,0,1.6,253]
[1060,-5.2,0,0,2.6,249]
[1061,-6.1,0,0,2.6,246]
[1062,-6.8,0,0,3.4,241]
[1063,-7.5,0,0,3.6,238]
[1064,-7.7,1,0,3.8,237]
[1065,-7.5,47,11,3.8,235]
[1066,-7,133,81,4,231]
[1067,-6.5,191,72,3.1,232]
[1068,-6.2,236,79,3.1,233]
[1069,-5.9,279,128,3.1,231]
[1070,-5.7,282,150,2.8,230]
[1071,-5.7,220,111,3.1,231]
[1072,-6,156,121,4,232]
[1073,-6.5,68,60,4.5,235]
[1074,-7.2,3,0,6.4,234]
[1075,-7.9,0,0,4.8,230]
[1076,-8.5,0,0,6.1,227]
[1077,-9.1999999999999993,0,0,7.2,224]
[1078,-9.8000000000000007,0,0,7.8,222]
[1079,-10.5,0,0,8.1,219]
[1080,-9.9,0,0,8.1,220]
[1081,-9.9,0,0,9.8000000000000007,222]
[1082,-9.9,0,0,10,222]
[1083,-9.9,0,0,9.1999999999999993,222]
[1084,-9.9,0,0,9.4,222]
[1085,-9.9,0,0,8.4,222]
[1086,-9.9,0,0,7.8,220]
[1087,-9.9,0,0,8.4,221]
[1088,-9.9,1,0,9.1,223]
[1089,-8.6,62,65,10.5,225]
[1090,-7.1,134,77,10.9,228]
[1091,-5.4,221,159,14,229]
[1092,-4.7,189,25,11.6,239]
[1093,-4.0999999999999996,202,26,10.3,243]
[1094,-2.9,321,311,9.4,235]
[1095,-2.4,263,281,10.5,240]
[1096,-1.9,282,669,12.7,234]
[1097,-2.2999999999999998,131,545,11.6,239]
[1098,-3.5,5,0,10,237]
[1099,-3.6,0,0,10,238]
[1100,-3.6,0,0,11.6,239]
[1101,-3.7,0,0,10.9,240]
[1102,-3.7,0,0,9.4,240]
[1103,-3.8,0,0,9,240]
[1104,-3.8,0,0,9,245]
[1105,-3.8,0,0,8.4,241]
[1106,-3.8,0,0,8.4,242]
[1107,-3.7,0,0,8.1,245]
[1108,-3.7,0,0,7.4,245]
[1109,-3.7,0,0,6.4,244]
[1110,-3.6,0,0,5.5,252]
[1111,-3.6,0,0,6.1,255]
[1112,-3.5,1,0,6.4,255]
[1113,-2.5,48,4,6.1,262]
[1114,-0.9,127,54,5.5,261]
[1115,0.6,196,71,4.8,263]
[1116,1.9,238,73,4.3,268]
[1117,3,273,104,2.6,267]
[1118,3.6,239,72,4.5,269]
[1119,3.8,180,29,4.5,274]
[1120,3.5,120,15,5.3,276]
[1121,2.8,53,0,6.1,276]
[1122,1.8,1,0,7.1,273]
[1123,1.5,0,0,7.1,270]
[1124,1.1000000000000001,0,0,6.4,267]
[1125,0.8,0,0,6.1,266]
[1126,0.4,0,0,6.8,267]
[1127,0.1,0,0,7.8,265]
[1128,-0.3,0,0,7.4,264]
[1129,-0.8,0,0,7.2,260]
[1130,-1.3,0,0,7.1,258]
[1131,-1.8,0,0,7.4,256]
[1132,-2.1,0,0,8.6999999999999993,256]
[1133,-2.4,0,0,6.8,255]
[1134,-2.5,0,0,6.4,253]
[1135,-2.7,0,0,6.1,251]
[1136,-2.6,2,0,5.8,249]
[1137,-0.4,109,502,6.4,252]
[1138,2.2000000000000002,251,753,5,251]
[1139,4.8,379,868,6.4,251]
[1140,7.1,466,923,7.8,253]
[1141,8.6999999999999993,488,929,8.4,256]
[1142,9.8000000000000007,460,909,8.6999999999999993,259]
[1143,10.1,382,852,8.1,261]
[1144,9.8000000000000007,268,760,8.1,260]
[1145,8.6,132,321,7.6,262]
[1146,6.8,5,0,7.1,283]
[1147,5.9,0,0,7.4,285]
[1148,5,0,0,8.6999999999999993,281]
[1149,4.0999999999999996,0,0,9.6999999999999993,282]
[1150,3.2,0,0,9.1999999999999993,279]
[1151,2.2999999999999998,0,0,9.4,277]
[1152,1.4,0,0,8.6999999999999993,274]
[1153,0.5,0,0,8.6999999999999993,273]
[1154,-0.6,0,0,7.4,270]
[1155,-1.6,0,0,6.4,263]
[1156,-2.2000000000000002,0,0,6.4,263]
[1157,-2.7,0,0,6.8,262]
[1158,-3.2,0,0,7.8,259]
[1159,-3.6,0,0,8.1,258]
[1160,-3.6,1,0,7.4,256]
[1161,-3,52,2,6.8,259]
[1162,-2.1,126,42,6.1,259]
[1163,-1.4,174,25,7.2,260]
[1164,-0.8,218,39,5.8,261]
[1165,-0.3,237,44,5.3,260]
[1166,0,220,38,5.5,261]
[1167,0,180,25,5,264]
[1168,-0.3,117,9,5,267]
[1169,-0.9,54,0,4.8,269]
[1170,-1.8,2,0,4.5,279]
[1171,-1.8,0,0,4.8,279]
[1172,-2.1,0,0,4.8,277]
[1173,-2.2000000000000002,0,0,4.5,277]
[1174,-2.4,0,0,2.8,276]
[1175,-2.6,0,0,2.6,275]
[1176,-2.8,0,0,2.6,273]
[1177,-2.8,0,0,3.1,273]
[1178,-2.2999999999999998,0,0,2.8,271]
[1179,-1.9,0,0,2.6,274]
[1180,-1.7,0,0,3.6,274]
[1181,-1.5,0,0,3.6,276]
[1182,-1.4,0,0,5.5,279]
[1183,-1.2,0,0,5.3,279]
[1184,-1.1000000000000001,1,0,6.4,280]
[1185,-0.8,12,0,4.5,279]
[1186,-0.2,31,0,4,281]
[1187,0.2,45,0,5,282]
[1188,0.5,41,0,4.3,282]
[1189,0.7,43,0,3.4,284]
[1190,3.1,339,291,3.4,265]
[1191,4.5999999999999996,289,337,2.2999999999999998,269]
[1192,5.3,204,291,1.8,271]
[1193,5.3,104,211,2,277]
[1194,4.5,5,0,1,295]
[1195,4.5999999999999996,0,0,1.4,297]
[1196,4.7,0,0,2.1,299]
[1197,4.8,0,0,3.1,298]
[1198,4.9000000000000004,0,0,1.6,299]
[1199,5,0,0,2.1,303]
[1200,5,0,0,1,305]
[1201,4.8,0,0,1.4,305]
[1202,4.5999999999999996,0,0,1,303]
[1203,4.3,0,0,1.4,303]
[1204,4.2,0,0,1.2,300]
[1205,4.0999999999999996,0,0,1,304]
[1206,4,0,0,1.6,306]
[1207,3.9,0,0,2.2999999999999998,303]
[1208,3.9,1,0,1.6,303]
[1209,4.0999999999999996,17,0,1,303]
[1210,4.5,43,0,1.2,302]
[1211,5,72,0,2,302]
[1212,5.3,85,0,2.8,304]
[1213,5.6,99,0,2.8,305]
[1214,5.8,91,0,3.1,307]
[1215,5.9,89,0,2.9,307]
[1216,5.8,62,0,3.4,309]
[1217,5.4,29,0,2.8,312]
[1218,5.3,2,0,3.8,316]
[1219,5.3,0,0,4.5,318]
[1220,5.2,0,0,5.3,317]
[1221,5.2,0,0,4.8,317]
[1222,5.2,0,0,3.6,316]
[1223,5.0999999999999996,0,0,3.1,317]
[1224,5.0999999999999996,0,0,3.4,314]
[1225,5.2,0,0,3.4,315]
[1226,5.3,0,0,3.8,315]
[1227,5.4,0,0,4,317]
[1228,5.5,0,0,4.3,318]
[1229,5.6,0,0,5.3,315]
[1230,5.6,0,0,5.3,317]
[1231,5.7,0,0,4.8,318]
[1232,5.8,2,0,4.8,315]
[1233,7,51,0,4.3,309]
[1234,8.3000000000000007,111,5,4,312]
[1235,9.4,147,5,6.1,314]
[1236,10.4,192,16,5,314]
[1237,11.3,206,17,6.8,314]
[1238,11.8,187,10,6.1,315]
[1239,11.9,149,5,5.5,317]
[1240,11.7,104,0,5.3,330]
[1241,11.2,49,0,4.3,321]
[1242,10.4,2,0,4,326]
[1243,10.1,0,0,3.1,327]
[1244,9.8000000000000007,0,0,4.3,327]
[1245,9.5,0,0,3.6,326]
[1246,9.1999999999999993,0,0,3.4,329]
[1247,8.6999999999999993,0,0,2.9,329]
[1248,8.5,0,0,2.9,328]
[1249,8.1,0,0,3.1,326]
[1250,7.6,0,0,2.6,326]
[1251,7.2,0,0,1.2,323]
[1252,6.9,0,0,1.4,323]
[1253,6.7,0,0,0.3,324]
[1254,6.5,0,0,0.7,322]
[1255,6.4,0,0,0.9,321]
[1256,6.4,1,0,0.7,321]
[1257,6.6,9,0,1,321]
[1258,9.6,230,316,1.4,304]
[1259,12.2,334,488,3.1,299]
[1260,13.1,263,100,2.9,311]
[1261,14,299,111,1.8,310]
[1262,14.8,328,248,1.4,307]
[1263,14.2,132,0,1.2,325]
[1264,13,55,0,1.6,327]
[1265,12.3,77,36,2.9,311]
[1266,11.3,18,0,4,308]
[1267,10.5,0,0,5,308]
[1268,9.6,0,0,5.5,307]
[1269,8.6999999999999993,0,0,3.6,310]
[1270,7.8,0,0,3.8,308]
[1271,7,0,0,3.8,306]
[1272,6.1,0,0,3.4,305]
[1273,5.0999999999999996,0,0,4,304]
[1274,4.3,0,0,2.2999999999999998,303]
[1275,3.4,0,0,3.8,302]
[1276,2.9,0,0,5.3,301]
[1277,2.4,0,0,6.1,299]
[1278,2,0,0,6.1,298]
[1279,1.7,0,0,5.5,297]
[1280,1.7,2,0,5.8,299]
[1281,2.5,52,0,8.1,292]
[1282,3.7,136,23,6.8,290]
[1283,4.5,176,18,5.5,294]
[1284,5.3,217,22,5.8,296]
[1285,6.2,274,73,4,295]
[1286,6.9,296,114,4.3,294]
[1287,7.2,246,101,5,296]
[1288,7.1,178,84,4.3,297]
[1289,6.5,88,75,4.5,299]
[1290,5.6,4,0,4.5,311]
[1291,4.8,0,0,2.8,307]
[1292,4,0,0,2.6,303]
[1293,3.2,0,0,3.6,300]
[1294,2.4,0,0,2.8,296]
[1295,1.6,0,0,1.6,291]
[1296,0.8,0,0,2.2999999999999998,287]
[1297,0.3,0,0,1.4,286]
[1298,-0.3,0,0,0.7,281]
[1299,-0.8,0,0,1.2,278]
[1300,-1.1000000000000001,0,0,0.6,275]
[1301,-1.4,0,0,0.6,275]
[1302,-1.6,0,0,1,272]
[1303,-1.8,0,0,2.2999999999999998,269]
[1304,-1.5,8,0,4.3,271]
[1305,1.1000000000000001,137,310,3.4,260]
[1306,3.9,278,719,3.6,255]
[1307,6.6,414,842,4.3,257]
[1308,9,498,878,4.3,262]
[1309,10.6,510,860,4.5,265]
[1310,11.6,475,820,4.8,266]
[1311,11.9,399,772,5.5,270]
[1312,11.4,281,652,5.8,275]
[1313,10.1,141,281,5,280]
[1314,8.1999999999999993,10,0,4.3,298]
[1315,7.3,0,0,3.8,302]
[1316,6.4,0,0,5,298]
[1317,5.5,0,0,4.5,296]
[1318,4.5999999999999996,0,0,4.8,294]
[1319,3.7,0,0,2.9,292]
[1320,2.8,0,0,2.9,290]
[1321,1.9,0,0,2.6,283]
[1322,1,0,0,2.9,281]
[1323,0,0,0,4,279]
[1324,-0.5,0,0,5.8,278]
[1325,-1,0,0,5.5,277]
[1326,-1.3,0,0,4.8,275]
[1327,-1.7,0,0,3.1,273]
[1328,-1.4,9,0,3.4,275]
[1329,1.1000000000000001,138,302,3.6,265]
[1330,3.8,294,648,3.8,263]
[1331,5.6,336,433,4.3,271]
[1332,7.2,411,518,4.5,270]
[1333,8.5,441,580,4.5,272]
[1334,9.1,405,478,4.5,279]
[1335,9.5,381,624,4.3,278]
[1336,9.3000000000000007,281,595,3.6,279]
[1337,8.3000000000000007,166,366,3.6,275]
[1338,6.7,20,0,3.8,291]
[1339,5.7,0,0,2.2999999999999998,289]
[1340,4.5999999999999996,0,0,2.2999999999999998,284]
[1341,3.6,0,0,3.1,283]
[1342,2.6,0,0,2.2999999999999998,278]
[1343,1.6,0,0,1.6,276]
[1344,0.6,0,0,1.6,276]
[1345,-0.2,0,0,0.9,277]
[1346,-1,0,0,0.2,275]
[1347,-1.8,0,0,1.6,272]
[1348,-2.2999999999999998,0,0,2,271]
[1349,-2.7,0,0,1.2,269]
[1350,-3,0,0,0.5,267]
[1351,-3.3,0,0,0.4,267]
[1352,-3.1,8,0,0.2,268]
[1353,-1,137,273,0.1,259]
[1354,1.2,270,584,0.1,261]
[1355,3.7,438,753,0.4,259]
[1356,5.4,463,660,0.9,265]
[1357,6,391,324,0.6,273]
[1358,6.3,343,219,1.4,276]
[1359,5.9,244,105,1.8,282]
[1360,4.8,124,6,2.8,287]
[1361,3.4,38,0,2.2999999999999998,290]
[1362,2,3,0,2.6,296]
[1363,1.8,0,0,3.8,299]
[1364,1.6,0,0,3.1,299]
[1365,1.4,0,0,2,298]
[1366,1.2,0,0,2.8,297]
[1367,1.1000000000000001,0,0,1.8,296]
[1368,0.9,0,0,1.2,295]
[1369,0.9,0,0,1.2,295]
[1370,1,0,0,1.4,295]
[1371,1.1000000000000001,0,0,2.2999999999999998,296]
[1372,1.2,0,0,1.6,297]
[1373,1.3,0,0,2.9,297]
[1374,1.3,0,0,2.1,297]
[1375,1.4,0,0,2.6,298]
[1376,1.6,3,0,1.8,299]
[1377,3.1,69,2,1.2,293]
[1378,4.9000000000000004,154,46,1.4,295]
[1379,6.7,221,57,1.8,295]
[1380,8.4,285,84,2.1,297]
[1381,9.6999999999999993,313,97,2.1,300]
[1382,10.6,303,102,2.6,304]
[1383,11.1,268,114,2.6,302]
[1384,11.1,201,117,2.1,303]
[1385,10.3,97,72,3.6,309]
[1386,9.1,10,0,3.8,319]
[1387,8.6,0,0,3.4,319]
[1388,8.1999999999999993,0,0,4,319]
[1389,7.7,0,0,3.8,319]
[1390,7.3,0,0,4.5,319]
[1391,6.8,0,0,5.5,317]
[1392,6.4,0,0,4.5,315]
[1393,5.7,0,0,5,312]
[1394,5,0,0,6.1,310]
[1395,4.4000000000000004,0,0,6.8,304]
[1396,4,0,0,6.8,303]
[1397,3.6,0,0,6.1,302]
[1398,3.4,0,0,5,302]
[1399,3.1,0,0,6.4,300]
[1400,3.3,6,0,6.8,301]
[1401,4.8,87,53,6.4,293]
[1402,6.5,185,102,5.3,294]
[1403,8,248,88,3.6,294]
[1404,9.1,289,83,2.2999999999999998,298]
[1405,10.1,320,102,1.8,299]
[1406,10.7,308,103,1.8,296]
[1407,10.9,259,94,1.4,300]
[1408,10.8,209,136,0.9,295]
[1409,10,98,66,1.6,296]
[1410,8.8000000000000007,4,0,1.2,311]
[1411,8.1999999999999993,0,0,1.4,310]
[1412,7.5,0,0,1.8,307]
[1413,6.8,0,0,2.2999999999999998,304]
[1414,6.1,0,0,2.1,301]
[1415,5.5,0,0,3.1,297]
[1416,4.8,0,0,3.1,297]
[1417,4.3,0,0,3.8,305]
[1418,3.8,0,0,2.4,306]
[1419,3.3,0,0,1.7,300]
[1420,3,0,0,1.7,298]
[1421,2.7,0,0,1.6,298]
[1422,2.5,0,0,1.7,296]
[1423,2.4,0,0,1.4,294]
[1424,2.4,5,0,1.7,294]
[1425,3.3,78,17,2.9,288]
[1426,4.3,174,69,1.8,285]
[1427,5.2,241,73,2.9,286]
[1428,6,297,89,2.6,287]
[1429,6.6,320,96,3.8,285]
[1430,7,290,78,5.2,287]
[1431,7,227,54,4.5999999999999996,287]
[1432,6.7,140,10,2.1,290]
[1433,6.1,72,0,1.4,292]
[1434,5.4,4,0,1.3,303]
[1435,5.0999999999999996,0,0,1.2,299]
[1436,4.7,0,0,0.8,299]
[1437,4.3,0,0,0.7,301]
[1438,3.9,0,0,0.7,299]
[1439,3.5,0,0,0.8,296]
[1440,3.2,0,0,0.8,293]
[1441,2.9,0,0,0.6,292]
[1442,2.7,0,0,1.4,293]
[1443,2.5,0,0,1.3,293]
[1444,2.2999999999999998,0,0,1.7,296]
[1445,2,0,0,3.1,298]
[1446,2.1,0,0,3.4,293]
[1447,2.1,0,0,2.9,295]
[1448,2.2000000000000002,3,0,5.9,295]
[1449,2.9,54,0,5.5,287]
[1450,3.7,122,2,3.1,288]
[1451,4.4000000000000004,172,8,2.6,290]
[1452,4.9000000000000004,183,4,2.9,282]
[1453,5.4,225,14,3.4,281]
[1454,5.7,202,9,2.9,280]
[1455,5.8,152,1,2.9,284]
[1456,5.6,100,0,5.2,287]
[1457,5.3,59,0,8,286]
[1458,4.8,8,0,6.3,290]
[1459,4.3,0,0,4.2,286]
[1460,3.8,0,0,3.4,285]
[1461,3.3,0,0,4.5999999999999996,281]
[1462,2.8,0,0,3.6,278]
[1463,2.2999999999999998,0,0,2.9,274]
[1464,1.8,0,0,3.8,272]
[1465,1.3,0,0,3.6,269]
[1466,0.7,0,0,4.5999999999999996,269]
[1467,0.1,0,0,4.5999999999999996,268]
[1468,-0.2,0,0,3.6,265]
[1469,-0.5,0,0,3.1,265]
[1470,-0.7,0,0,3.8,266]
[1471,-0.9,0,0,4.2,263]
[1472,-0.5,20,0,5.5,266]
[1473,-0.1,63,0,5.5,268]
[1474,0.5,132,8,4.2,263]
[1475,1.4,250,81,2.6,258]
[1476,2.1,291,73,2.1,257]
[1477,2.6,308,79,2.9,257]
[1478,2.8,230,24,2.4,262]
[1479,2.5,127,0,2.4,269]
[1480,2.2000000000000002,104,0,3.4,269]
[1481,1.6,16,0,3.1,279]
[1482,1.1000000000000001,5,0,2.6,282]
[1483,0.7,0,0,2.9,281]
[1484,0.3,0,0,3.8,283]
[1485,-0.1,0,0,4.2,284]
[1486,-0.6,0,0,4.2,282]
[1487,-1,0,0,5,281]
[1488,-1.5,0,0,3.8,278]
[1489,-1.7,0,0,5.9,279]
[1490,-2,0,0,4.5999999999999996,278]
[1491,-2.2999999999999998,0,0,3.4,275]
[1492,-2.4,0,0,3.6,276]
[1493,-2.6,0,0,4.5999999999999996,275]
[1494,-2.7,0,0,3.8,274]
[1495,-2.7,0,0,4.5999999999999996,274]
[1496,-2.6,4,0,5.2,275]
[1497,-2.5,15,0,6.6,275]
[1498,-2.1,49,0,5.9,274]
[1499,-0.9,181,19,5.9,267]
[1500,0.9,384,263,3.6,260]
[1501,2.5,458,435,2.4,259]
[1502,3.3,368,217,2.6,267]
[1503,3.5,250,82,2.4,270]
[1504,3.5,210,128,2.4,268]
[1505,3.2,150,266,1.8,267]
[1506,2.4,22,0,1.3,267]
[1507,1.6,0,0,1.2,266]
[1508,1.1000000000000001,0,0,0.7,266]
[1509,0.7,0,0,1,265]
[1510,0.2,0,0,1.6,266]
[1511,-0.2,0,0,2.1,266]
[1512,-0.7,0,0,1.8,265]
[1513,-1.2,0,0,1,263]
[1514,-1.7,0,0,1,266]
[1515,-2.2999999999999998,0,0,1.2,263]
[1516,-2.6,0,0,1.8,263]
[1517,-2.9,0,0,0.9,262]
[1518,-3.1,0,0,0.7,261]
[1519,-3.3,0,0,1.3,261]
[1520,-3,14,0,1,263]
[1521,-1.9,93,35,1.1000000000000001,256]
[1522,-0.7,183,64,0.8,258]
[1523,0.4,265,90,0.9,254]
[1524,1.7,372,223,1,252]
[1525,2.8,440,399,0.9,250]
[1526,3.6,425,426,0.5,254]
[1527,4,397,525,0.9,251]
[1528,4.0999999999999996,289,454,1.2,255]
[1529,3.6,186,415,1.4,256]
[1530,2.7,64,298,1.2,258]
[1531,1.6,0,0,1,258]
[1532,1.4,0,0,1.4,260]
[1533,1.1000000000000001,0,0,2.1,263]
[1534,0.9,0,0,2,264]
[1535,0.6,0,0,3.1,262]
[1536,0.4,0,0,5.9,262]
[1537,0.3,0,0,3.8,266]
[1538,0.2,0,0,2.9,267]
[1539,0.2,0,0,2.4,269]
[1540,0.2,0,0,2,271]
[1541,0.1,0,0,2.4,275]
[1542,0.1,0,0,2.1,277]
[1543,0.1,0,0,3.4,278]
[1544,0.7,16,0,3.4,280]
[1545,1,38,0,2.6,280]
[1546,1.2,40,0,1.8,282]
[1547,2.2000000000000002,157,2,3.1,278]
[1548,2.8,153,0,4.2,282]
[1549,3.8,265,34,5.5,275]
[1550,4.8,314,106,6.3,274]
[1551,5,187,12,8,283]
[1552,5,142,6,7.5,284]
[1553,4.8,115,73,5.2,278]
[1554,4.4000000000000004,60,175,4.2,267]
[1555,3.8,0,0,3.8,268]
[1556,3.5,0,0,2.9,268]
[1557,3.1,0,0,4.2,271]
[1558,2.8,0,0,3.6,272]
[1559,2.4,0,0,5,277]
[1560,2,0,0,3.8,277]
[1561,1.6,0,0,3.6,279]
[1562,0.9,0,0,3.8,276]
[1563,0.6,0,0,5.5,276]
[1564,0.4,0,0,2.9,277]
[1565,0.1,0,0,4.2,278]
[1566,0,0,0,4.2,281]
[1567,0,0,0,1.6,282]
[1568,0.1,6,0,1,284]
[1569,0.3,20,0,1,284]
[1570,0.5,38,0,1.6,283]
[1571,0.8,58,0,3.4,282]
[1572,0.9,53,0,3.8,283]
[1573,1,48,0,3.6,284]
[1574,2.4,401,263,3.4,259]
[1575,3.4,352,314,3.4,260]
[1576,3.8,256,182,2.4,262]
[1577,3.9,150,132,4.2,267]
[1578,3.6,46,74,5,271]
[1579,3.1,0,0,10.1,271]
[1580,2.5,0,0,8.6,271]
[1581,1.9,0,0,9.5,271]
[1582,1.3,0,0,6.3,271]
[1583,0.7,0,0,6.3,268]
[1584,0.1,0,0,5.5,270]
[1585,-0.6,0,0,7.5,271]
[1586,-1.3,0,0,6.3,269]
[1587,-2.1,0,0,5.2,271]
[1588,-2.2999999999999998,0,0,4.2,270]
[1589,-2.6,0,0,3.1,271]
[1590,-2.8,0,0,1.7,269]
[1591,-2.9,0,0,1.7,269]
[1592,-2.8,7,0,1.3,269]
[1593,-2.6,18,0,1.7,266]
[1594,-2.5,31,0,1.2,268]
[1595,-2.2999999999999998,42,0,1.2,268]
[1596,-2.2000000000000002,60,0,1.3,269]
[1597,-2,62,0,2.6,269]
[1598,-0.6,428,316,1.8,248]
[1599,0.3,365,344,2,252]
[1600,0.7,269,302,2.1,255]
[1601,0.8,163,258,2,257]
[1602,0.5,51,128,5,261]
[1603,0,0,0,3.8,258]
[1604,-0.5,0,0,4.2,258]
[1605,-0.9,0,0,7.1,259]
[1606,-1.4,0,0,5.5,257]
[1607,-1.9,0,0,8,257]
[1608,-2.2999999999999998,0,0,9.5,252]
[1609,-2.7,0,0,6.6,250]
[1610,-3.2,0,0,6.3,248]
[1611,-3.6,0,0,7.1,249]
[1612,-3.9,0,0,5.2,247]
[1613,-4.0999999999999996,0,0,4.5999999999999996,245]
[1614,-4.3,0,0,2.6,244]
[1615,-4.4000000000000004,0,0,2,247]
[1616,-3.9,40,56,2,248]
[1617,-3,114,53,2.4,251]
[1618,-1.8,231,127,1.6,247]
[1619,-0.5,318,151,1.2,248]
[1620,0.9,447,390,2.9,245]
[1621,1.9,439,351,3.6,249]
[1622,2.6,434,369,3.1,251]
[1623,2.9,371,369,3.6,253]
[1624,2.9,265,234,3.6,257]
[1625,2.5,191,408,4.5999999999999996,255]
[1626,1.6,77,246,5.9,256]
[1627,0.6,0,0,3.4,256]
[1628,0.3,0,0,2.9,261]
[1629,-0.1,0,0,4.5999999999999996,262]
[1630,-0.4,0,0,5.5,265]
[1631,-0.8,0,0,3.8,262]
[1632,-1.2,0,0,4.2,263]
[1633,-1.2,0,0,4.2,267]
[1634,-1.2,0,0,3.6,270]
[1635,-1.3,0,0,3.8,272]
[1636,-1.4,0,0,2.2999999999999998,272]
[1637,-1.4,0,0,2.4,274]
[1638,-1.4,0,0,3.1,276]
[1639,-1.4,0,0,4.5999999999999996,278]
[1640,-1.8,10,0,2,278]
[1641,-0.9,33,0,1.4,281]
[1642,-0.5,53,0,1.4,282]
[1643,-0.1,79,0,1.7,283]
[1644,0.1,85,0,1.8,284]
[1645,0.4,89,0,2,286]
[1646,0.5,83,0,3.1,287]
[1647,0.6,72,0,4.2,288]
[1648,0.6,56,0,7.1,288]
[1649,0.4,37,0,5.2,288]
[1650,0.3,11,0,5,290]
[1651,0,0,0,4.2,286]
[1652,-0.2,0,0,4.5999999999999996,284]
[1653,-0.4,0,0,3.1,282]
[1654,-0.6,0,0,2.2999999999999998,281]
[1655,-0.6,0,0,1.8,280]
[1656,-0.6,0,0,1.2,280]
[1657,-0.7,0,0,1.1000000000000001,278]
[1658,-0.8,0,0,1.4,277]
[1659,-0.8,0,0,1.1000000000000001,276]
[1660,-0.8,0,0,0.8,275]
[1661,-0.8,0,0,0.8,274]
[1662,-0.8,0,0,0.9,274]
[1663,-0.8,0,0,0.8,272]
[1664,-0.1,41,16,1.4,271]
[1665,0.8,110,24,0.7,270]
[1666,2.1,230,130,0.5,263]
[1667,3.6,342,179,0.3,265]
[1668,4.9000000000000004,410,288,0.4,267]
[1669,5.7,378,176,0.2,269]
[1670,5.8,229,22,0.2,278]
[1671,5.3,102,0,0.1,285]
[1672,4.7,72,0,0.2,284]
[1673,4.0999999999999996,40,0,0.1,285]
[1674,3.4,7,0,0.3,298]
[1675,2.9,0,0,0.1,294]
[1676,2.4,0,0,0.2,289]
[1677,1.8,0,0,0.3,285]
[1678,1.3,0,0,0.3,281]
[1679,0.8,0,0,0.5,279]
[1680,0.2,0,0,0.5,277]
[1681,-0.6,0,0,0.4,274]
[1682,-1.5,0,0,0.3,268]
[1683,-2.4,0,0,0.4,262]
[1684,-2.9,0,0,0.6,259]
[1685,-3.3,0,0,0.3,251]
[1686,-3.7,0,0,0.4,247]
[1687,-3.7,0,0,0.5,249]
[1688,-2.8,68,227,0.4,253]
[1689,-1.2,198,402,0.5,252]
[1690,0.6,324,482,0.4,250]
[1691,2.2000000000000002,427,511,0.6,250]
[1692,3.6,496,560,0.9,255]
[1693,4.7,519,567,0.6,257]
[1694,5.5,496,555,1.4,255]
[1695,5.8,430,515,2.1,256]
[1696,5.7,325,469,1.4,260]
[1697,5,201,398,2.1,261]
[1698,3.8,71,223,2.1,269]
[1699,2.6,0,0,1.8,268]
[1700,2.2000000000000002,0,0,1,273]
[1701,1.9,0,0,1.3,270]
[1702,1.5,0,0,1.3,274]
[1703,1.1000000000000001,0,0,2.1,273]
[1704,0.8,0,0,1.8,273]
[1705,0.8,0,0,1.3,274]
[1706,0.8,0,0,0.8,276]
[1707,0.8,0,0,1.6,275]
[1708,0.8,0,0,1.2,276]
[1709,0.8,0,0,1.1000000000000001,276]
[1710,0.8,0,0,1.1000000000000001,279]
[1711,0.8,0,0,1.3,281]
[1712,1.2,24,0,1.4,283]
[1713,2,83,0,2,278]
[1714,2.7,107,0,1.8,282]
[1715,3.5,172,2,1.4,278]
[1716,4,162,0,1.2,281]
[1717,4.4000000000000004,179,2,1.8,293]
[1718,4.5999999999999996,147,0,1.8,296]
[1719,4.5,148,0,2.2999999999999998,297]
[1720,4.8,110,0,2.2999999999999998,297]
[1721,4.5,65,0,2.4,295]
[1722,4,13,0,2.4,299]
[1723,3.6,0,0,3.4,302]
[1724,3.4,0,0,5.9,301]
[1725,3.3,0,0,5.5,299]
[1726,3.1,0,0,8,297]
[1727,2.9,0,0,6.3,297]
[1728,2.7,0,0,7.1,293]
[1729,2.6,0,0,5.2,296]
[1730,2.4,0,0,7.1,298]
[1731,2.2000000000000002,0,0,7.5,293]
[1732,2.1,0,0,4.5999999999999996,296]
[1733,2,0,0,3.1,293]
[1734,1.9,0,0,2.4,291]
[1735,1.9,0,0,2.2999999999999998,294]
[1736,2.2000000000000002,16,0,2.2999999999999998,298]
[1737,2.5,42,0,5,294]
[1738,2.9,72,0,4.5999999999999996,294]
[1739,3.4,98,0,5.2,291]
[1740,3.7,113,0,4.5999999999999996,294]
[1741,4,132,0,3.4,293]
[1742,3.9,129,0,3.1,300]
[1743,4.2,114,0,1.7,301]
[1744,4.4000000000000004,87,0,1.6,301]
[1745,4.3,66,0,2.1,302]
[1746,4.0999999999999996,24,0,2.9,304]
[1747,3.7,0,0,2.2999999999999998,302]
[1748,3.6,0,0,3.6,301]
[1749,3.5,0,0,4.2,299]
[1750,3.2,0,0,6.3,298]
[1751,3.1,0,0,5,296]
[1752,3,0,0,6.3,301]
[1753,3,0,0,4.5999999999999996,300]
[1754,2.9,0,0,5.2,301]
[1755,2.9,0,0,6.6,301]
[1756,2.8,0,0,7.5,301]
[1757,2.8,0,0,6.6,301]
[1758,2.8,0,0,5.9,301]
[1759,2.8,0,0,3.8,302]
[1760,3.1,16,0,3.4,303]
[1761,3.3,26,0,2.9,305]
[1762,5,216,83,4.2,293]
[1763,6.7,309,99,3.8,292]
[1764,7.9,316,86,2.9,298]
[1765,8,164,0,2.1,310]
[1766,7.6,100,0,5,310]
[1767,7.3,83,0,3.8,312]
[1768,7.5,172,17,4.2,300]
[1769,7.5,134,59,4.5999999999999996,300]
[1770,7.1,60,76,4.5999999999999996,299]
[1771,6.5,2,0,5.2,297]
[1772,6.2,0,0,4.2,298]
[1773,5.9,0,0,6.6,297]
[1774,5.6,0,0,6.3,298]
[1775,5.2,0,0,4.5999999999999996,299]
[1776,4.8,0,0,3.6,299]
[1777,4.5999999999999996,0,0,5.9,304]
[1778,4.2,0,0,5.5,302]
[1779,3.8,0,0,7.1,303]
[1780,3.6,0,0,5.5,303]
[1781,3.4,0,0,4.5999999999999996,302]
[1782,3.3,0,0,4.5999999999999996,305]
[1783,3.3,1,0,3.1,306]
[1784,3.4,8,0,4.2,307]
[1785,3.7,36,0,6.3,306]
[1786,4.4000000000000004,100,0,5.5,304]
[1787,5.4,199,10,8.6,300]
[1788,6.8,338,108,7.1,297]
[1789,7.8,328,75,6.6,300]
[1790,8.5,319,70,6.3,304]
[1791,8.8000000000000007,267,35,4.5999999999999996,305]
[1792,8.6999999999999993,163,10,4.2,308]
[1793,8.5,133,50,3.8,301]
[1794,7.9,37,0,3.4,306]
[1795,7.2,1,0,3.8,304]
[1796,7.1,0,0,5.2,303]
[1797,7.1,0,0,3.6,300]
[1798,7.1,0,0,2.9,299]
[1799,7.1,0,0,3.8,297]
[1800,7.1,0,0,4.2,300]
[1801,7.1,0,0,2.9,298]
[1802,7.3,0,0,2.1,299]
[1803,7.4,0,0,2.4,300]
[1804,7.5,0,0,1.7,301]
[1805,7.6,0,0,1,303]
[1806,7.7,0,0,0.6,306]
[1807,7.7,1,0,0.5,304]
[1808,8.9,65,50,0.7,308]
[1809,10.7,176,133,1.2,304]
[1810,12.6,295,184,1.6,300]
[1811,14.4,375,188,2.9,302]
[1812,16.2,482,405,2,301]
[1813,17.5,472,338,2.6,306]
[1814,18.399999999999999,462,354,3.6,306]
[1815,18.899999999999999,415,398,2.6,309]
[1816,18.899999999999999,294,195,2.6,313]
[1817,18.3,173,128,2.2999999999999998,318]
[1818,17.2,75,180,2.9,318]
[1819,16,1,0,2,313]
[1820,15.2,0,0,1.6,318]
[1821,14.4,0,0,1.6,320]
[1822,13.6,0,0,1.7,318]
[1823,12.8,0,0,1.4,313]
[1824,12,0,0,2,313]
[1825,10.9,0,0,2.6,311]
[1826,9.6999999999999993,0,0,5,310]
[1827,8.6,0,0,5,307]
[1828,8,0,0,5.9,308]
[1829,7.4,0,0,6.3,305]
[1830,6.9,0,0,5.9,304]
[1831,6.9,1,0,5,308]
[1832,7.5,52,0,3.6,314]
[1833,8.4,135,22,3.1,308]
[1834,9.3000000000000007,200,25,3.4,311]
[1835,10.199999999999999,284,56,1.3,310]
[1836,10.9,311,41,1.2,310]
[1837,11.6,352,93,1.3,310]
[1838,12,314,69,0.4,311]
[1839,12.1,269,40,0.3,310]
[1840,12,211,33,0.4,310]
[1841,11.6,121,12,0.2,310]
[1842,10.9,43,0,0.1,326]
[1843,10.199999999999999,1,0,0.6,311]
[1844,9.1,0,0,0.9,303]
[1845,8.1,0,0,1,300]
[1846,7,0,0,1.2,297]
[1847,5.9,0,0,1.1000000000000001,293]
[1848,4.8,0,0,0.7,289]
[1849,4,0,0,0.8,287]
[1850,3.2,0,0,1.3,283]
[1851,2.4,0,0,1.2,279]
[1852,2,0,0,1.6,277]
[1853,1.5,0,0,1,273]
[1854,1.2,0,0,0.7,270]
[1855,1.3,3,0,0.6,269]
[1856,3.2,121,520,0.7,269]
[1857,5.6,287,765,1.7,269]
[1858,8.1,443,880,1.3,266]
[1859,10.3,566,927,0.9,271]
[1860,12.2,644,947,0.9,268]
[1861,13.7,667,946,1.4,267]
[1862,14.7,634,929,1.6,267]
[1863,15.1,551,897,2.2999999999999998,270]
[1864,15,425,833,2,273]
[1865,14.2,269,699,2.2999999999999998,276]
[1866,12.7,110,453,2.9,284]
[1867,11,1,0,5,278]
[1868,9.6999999999999993,0,0,3.8,280]
[1869,8.3000000000000007,0,0,2.9,276]
[1870,7,0,0,4.5999999999999996,272]
[1871,5.6,0,0,3.8,269]
[1872,4.3,0,0,2.2999999999999998,266]
[1873,3,0,0,2.2999999999999998,265]
[1874,1.7,0,0,3.4,260]
[1875,0.4,0,0,4.5999999999999996,255]
[1876,-0.3,0,0,5,254]
[1877,-1,0,0,4.5999999999999996,252]
[1878,-1.5,0,0,3.1,250]
[1879,-1.5,2,0,1.8,251]
[1880,0,110,360,3.8,257]
[1881,2.1,267,630,5.9,255]
[1882,4.0999999999999996,403,690,3.8,254]
[1883,6,520,752,4.5999999999999996,256]
[1884,7.6,593,772,4.5999999999999996,259]
[1885,8.9,628,798,2.6,261]
[1886,9.6,569,674,2.4,267]
[1887,9.9,496,667,1.2,270]
[1888,9.8000000000000007,400,698,1.4,270]
[1889,9,257,598,1,271]
[1890,7.7,104,352,1.2,274]
[1891,6.2,3,0,2,273]
[1892,5.2,0,0,1.8,275]
[1893,4.0999999999999996,0,0,1.3,273]
[1894,3.1,0,0,1.7,270]
[1895,2.1,0,0,2.2999999999999998,270]
[1896,1.1000000000000001,0,0,2.6,271]
[1897,0.5,0,0,2,270]
[1898,-0.2,0,0,1.6,272]
[1899,-0.8,0,0,3.1,269]
[1900,-1.1000000000000001,0,0,2.6,268]
[1901,-1.5,0,0,1.6,269]
[1902,-1.7,0,0,2.1,274]
[1903,-1.6,3,0,1.8,276]
[1904,0.2,118,245,1.7,261]
[1905,2.6,276,651,2,262]
[1906,4.9000000000000004,423,759,2.1,261]
[1907,7.1,534,786,1.8,266]
[1908,8.9,608,806,1.4,269]
[1909,10.3,632,809,1.7,271]
[1910,11.2,600,785,2.6,269]
[1911,11.7,526,772,4.5999999999999996,269]
[1912,11.6,410,725,4.2,273]
[1913,10.8,268,639,4.5999999999999996,277]
[1914,9.4,113,420,5.9,282]
[1915,7.7,3,0,9.5,278]
[1916,7,0,0,9.1,285]
[1917,6.2,0,0,12.7,285]
[1918,5.5,0,0,12.7,284]
[1919,4.7,0,0,11.1,282]
[1920,4,0,0,11.5,281]
[1921,3.4,0,0,8.6,280]
[1922,2.8,0,0,7.1,284]
[1923,2.2000000000000002,0,0,8.6,283]
[1924,1.9,0,0,6.6,285]
[1925,1.6,0,0,3.8,286]
[1926,1.4,0,0,3.1,290]
[1927,1.5,5,0,2.6,293]
[1928,3.6,128,276,4.2,279]
[1929,5.9,281,644,4.2,279]
[1930,8.4,436,792,5,275]
[1931,10.6,549,820,5.5,277]
[1932,12.4,612,800,5.9,277]
[1933,13.8,644,811,3.8,278]
[1934,14.7,601,768,3.6,281]
[1935,15.2,531,771,3.6,282]
[1936,15.1,411,703,2.9,284]
[1937,14.2,261,580,5,286]
[1938,12.8,109,338,4.2,291]
[1939,11.1,2,0,4.5999999999999996,294]
[1940,10.199999999999999,0,0,3.8,299]
[1941,9.3000000000000007,0,0,2.6,298]
[1942,8.4,0,0,2.1,297]
[1943,7.5,0,0,1.8,295]
[1944,6.6,0,0,1.6,292]
[1945,5.8,0,0,1.6,294]
[1946,5,0,0,2.4,294]
[1947,4.0999999999999996,0,0,2.6,297]
[1948,3.7,0,0,3.4,297]
[1949,3.2,0,0,3.6,297]
[1950,2.9,0,0,3.1,299]
[1951,3,4,0,3.8,300]
[1952,4.2,85,93,2.6,287]
[1953,5.4,169,69,3.4,291]
[1954,6.5,242,58,2.9,290]
[1955,7.7,329,82,3.1,289]
[1956,8.6,357,83,6.3,294]
[1957,9.3000000000000007,373,85,5.5,293]
[1958,9.6999999999999993,350,78,5,292]
[1959,9.9,316,72,5.5,293]
[1960,9.8000000000000007,233,54,5.9,295]
[1961,9.3000000000000007,155,45,7.1,298]
[1962,8.5,66,96,5.2,300]
[1963,7.5,1,0,5.5,315]
[1964,6.9,0,0,3.8,313]
[1965,6.3,0,0,3.8,308]
[1966,5.6,0,0,2.6,303]
[1967,5,0,0,2.2999999999999998,300]
[1968,4.4000000000000004,0,0,1.6,296]
[1969,4,0,0,1,294]
[1970,3.7,0,0,0.9,295]
[1971,3.4,0,0,1,294]
[1972,3.2,0,0,0.5,290]
[1973,3.1,0,0,0.4,288]
[1974,3,0,0,0.8,287]
[1975,3.5,17,0,1.1000000000000001,287]
[1976,5.5,162,380,1.4,278]
[1977,7.8,349,771,1.8,278]
[1978,9.6999999999999993,448,681,2.4,279]
[1979,11.1,493,512,3.8,282]
[1980,12,492,324,3.1,284]
[1981,12.2,382,110,3.1,290]
[1982,12.3,344,85,3.4,296]
[1983,11.5,177,3,5,304]
[1984,10.3,38,0,5.5,309]
[1985,9.1999999999999993,25,0,8.6,309]
[1986,8.3000000000000007,11,0,6.6,306]
[1987,7.5,1,0,3.8,303]
[1988,6.8,0,0,3.1,306]
[1989,6.1,0,0,2.2999999999999998,301]
[1990,5.4,0,0,1.8,296]
[1991,4.7,0,0,1.7,295]
[1992,4,0,0,1.4,294]
[1993,3.1,0,0,1.8,293]
[1994,2.2000000000000002,0,0,3.1,288]
[1995,1.2,0,0,5.2,286]
[1996,0.7,0,0,5,282]
[1997,0.3,0,0,2.9,280]
[1998,-0.1,0,0,2.2999999999999998,277]
[1999,0.1,8,0,2.2999999999999998,280]
[2000,2.2999999999999998,151,332,2.9,263]
[2001,4.8,316,755,3.4,262]
[2002,7.3,472,864,3.1,261]
[2003,9.4,580,869,4.5999999999999996,265]
[2004,11.2,644,853,3.4,269]
[2005,12.5,670,866,3.8,269]
[2006,13.4,632,827,4.2,273]
[2007,13.7,547,779,3.1,273]
[2008,13.6,426,713,5,273]
[2009,12.7,275,591,5.5,276]
[2010,11.2,124,244,4.5999999999999996,279]
[2011,9.5,3,0,2.6,299]
[2012,8.4,0,0,1.7,303]
[2013,7.4,0,0,1.4,296]
[2014,6.3,0,0,1.8,293]
[2015,5.3,0,0,1.8,290]
[2016,4.2,0,0,1.1000000000000001,288]
[2017,3.5,0,0,2.1,287]
[2018,2.6,0,0,2.1,284]
[2019,1.8,0,0,2.2999999999999998,278]
[2020,1.4,0,0,2.6,278]
[2021,0.9,0,0,3.6,276]
[2022,0.6,0,0,4.2,276]
[2023,0.7,8,0,4.2,277]
[2024,2.4,118,195,4.5999999999999996,267]
[2025,4,224,169,5.5,271]
[2026,5.8,347,319,8,271]
[2027,7.4,443,346,7.1,272]
[2028,8.6,468,246,8.6,274]
[2029,9.5,480,206,9.5,275]
[2030,10.1,461,210,9.1,277]
[2031,10.3,413,225,10.6,279]
[2032,10.3,334,312,8.6,279]
[2033,9.6,216,175,8.6,284]
[2034,8.5,81,70,8.6,291]
[2035,7.2,2,0,5,305]
[2036,6.8,0,0,5.2,306]
[2037,6.4,0,0,5.9,304]
[2038,6,0,0,7.1,302]
[2039,5.6,0,0,5,301]
[2040,5.2,0,0,4.5999999999999996,303]
[2041,5.2,0,0,3.6,301]
[2042,5.2,0,0,2.6,302]
[2043,5.2,0,0,3.1,300]
[2044,5.2,0,0,3.4,305]
[2045,5.3,0,0,4.2,305]
[2046,5.3,0,0,4.2,307]
[2047,5.5,6,0,4.5999999999999996,307]
[2048,7.1,95,80,3.1,300]
[2049,9.1,214,125,2.6,299]
[2050,10.9,309,126,2.1,299]
[2051,12.7,403,211,2.6,302]
[2052,14.1,447,175,2.2999999999999998,306]
[2053,15.3,464,201,2.2999999999999998,307]
[2054,15.9,410,148,2.1,309]
[2055,16.2,364,135,2.4,310]
[2056,16.2,304,144,1.7,308]
[2057,15.6,176,75,1.6,312]
[2058,14.5,75,36,2,320]
[2059,13.3,2,0,2.6,335]
[2060,12.4,0,0,3.8,336]
[2061,11.5,0,0,3.1,329]
[2062,10.6,0,0,4.5999999999999996,329]
[2063,9.6999999999999993,0,0,4.5999999999999996,326]
[2064,8.8000000000000007,0,0,7.5,323]
[2065,7.7,0,0,6.6,319]
[2066,6.6,0,0,7.5,316]
[2067,5.5,0,0,10.1,310]
[2068,4.9000000000000004,0,0,7.1,308]
[2069,4.3,0,0,8,304]
[2070,3.8,0,0,9.5,303]
[2071,4,8,0,6.3,303]
[2072,5.9,133,235,6.6,292]
[2073,7.8,253,324,5.2,293]
[2074,9.9,418,534,6.3,287]
[2075,11.7,501,498,5.5,289]
[2076,13.4,584,589,7.1,289]
[2077,14.7,627,639,10.1,289]
[2078,15.5,592,620,8,290]
[2079,15.9,525,631,8,290]
[2080,15.8,405,559,8,291]
[2081,15.1,277,511,7.5,291]
[2082,13.9,128,298,7.5,294]
[2083,12.3,8,0,9.1,311]
[2084,11.3,0,0,10.6,319]
[2085,10.4,0,0,7.1,319]
[2086,9.5,0,0,6.6,317]
[2087,8.6,0,0,7.1,317]
[2088,7.7,0,0,5.5,316]
[2089,7.2,0,0,7.5,314]
[2090,6.6,0,0,6.3,311]
[2091,6.1,0,0,5.5,312]
[2092,5.8,0,0,6.6,315]
[2093,5.6,0,0,7.1,318]
[2094,5.4,0,0,5,316]
[2095,5.5,3,0,3.1,317]
[2096,5.5,16,0,2.9,319]
[2097,5.9,30,0,4.2,319]
[2098,6.1,40,0,3.1,318]
[2099,6.3,50,0,5,319]
[2100,6.4,56,0,2.9,320]
[2101,6.6,58,0,2,321]
[2102,8.1999999999999993,437,200,3.8,299]
[2103,9.3000000000000007,386,159,2.6,299]
[2104,9.9,312,138,2.6,298]
[2105,10.1,213,137,3.4,302]
[2106,9.9,102,144,2.4,307]
[2107,9.3000000000000007,7,0,2.9,324]
[2108,9,0,0,4.5999999999999996,322]
[2109,8.6,0,0,4.5999999999999996,321]
[2110,8.3000000000000007,0,0,4.5999999999999996,320]
[2111,7.9,0,0,3.4,322]
[2112,7.6,0,0,3.8,323]
[2113,7.3,0,0,5.9,322]
[2114,7,0,0,5.5,321]
[2115,6.7,0,0,5.9,320]
[2116,6.5,0,0,8,320]
[2117,6.4,0,0,8,319]
[2118,6.3,0,0,6.3,322]
[2119,6.4,4,0,5.2,324]
[2120,6.3,15,0,4.2,324]
[2121,6.7,28,0,5,325]
[2122,7.1,41,0,3.6,327]
[2123,7.2,51,0,2,328]
[2124,7.5,57,0,3.4,329]
[2125,7.6,59,0,2.2999999999999998,330]
[2126,9.4,444,206,1.8,309]
[2127,10.6,390,159,2.9,312]
[2128,11.2,307,125,6.3,319]
[2129,11.5,208,119,6.6,320]
[2130,11.3,99,113,7.1,322]
[2131,10.7,6,0,5.5,334]
[2132,10.4,0,0,5,335]
[2133,10.1,0,0,6.3,336]
[2134,9.8000000000000007,0,0,8,334]
[2135,9.5,0,0,7.1,335]
[2136,9.3000000000000007,0,0,5.9,331]
[2137,8.9,0,0,5.2,331]
[2138,8.6,0,0,4.2,334]
[2139,8.3000000000000007,0,0,2.9,334]
[2140,8.1,0,0,2.6,333]
[2141,8,0,0,2.4,333]
[2142,7.9,0,0,3.1,333]
[2143,8,4,0,4.5999999999999996,331]
[2144,9,62,0,2.9,321]
[2145,10.4,153,16,2.9,315]
[2146,12.1,274,67,3.4,311]
[2147,13.7,362,118,2,311]
[2148,15.1,405,118,2.2999999999999998,311]
[2149,15.8,364,44,1.8,313]
[2150,16.100000000000001,297,22,3.4,315]
[2151,16.3,279,31,2.4,317]
[2152,16.2,222,22,3.8,317]
[2153,15.8,179,62,2.9,311]
[2154,15.2,100,106,3.4,311]
[2155,14.3,14,0,3.6,319]
[2156,13,0,0,3.4,325]
[2157,11.7,0,0,2.9,319]
[2158,10.4,0,0,2.4,317]
[2159,9.1,0,0,3.4,314]
[2160,7.7,0,0,3.6,309]
[2161,6.3,0,0,2,288]
[2162,5,0,0,2,283]
[2163,3.6,0,0,3.9,281]
[2164,2.8,0,0,2.8,281]
[2165,2,0,0,1.5,279]
[2166,1.4,0,0,1.7,280]
[2167,1.8,21,0,1.5,280]
[2168,3.6,170,360,1.9,266]
[2169,5.4,327,603,1.1000000000000001,271]
[2170,7.1,473,696,1.9,268]
[2171,8.8000000000000007,601,783,2.6,270]
[2172,10.1,661,775,4.4000000000000004,271]
[2173,11,686,792,7.5,275]
[2174,11.7,655,782,7.5,273]
[2175,11.9,585,797,6.2,274]
[2176,11.8,468,773,4.2,273]
[2177,11.1,314,661,5,276]
[2178,9.9,155,310,5.4,279]
[2179,8.4,12,0,3.9,299]
[2180,7.7,0,0,1.7,301]
[2181,6.9,0,0,2.6,297]
[2182,6.2,0,0,2.2000000000000002,297]
[2183,5.5,0,0,2.6,297]
[2184,4.8,0,0,2.8,299]
[2185,4.7,0,0,2.6,297]
[2186,4.7,0,0,3.2,298]
[2187,4.5999999999999996,0,0,4.4000000000000004,295]
[2188,4.5999999999999996,0,0,3.6,300]
[2189,4.5,0,0,3.2,305]
[2190,4.5,0,0,3.9,305]
[2191,4.8,8,0,6.6,308]
[2192,5.8,77,0,7.5,300]
[2193,6.8,145,7,7.2,301]
[2194,7.8,216,14,9.1,305]
[2195,8.5,235,10,5,308]
[2196,9.1999999999999993,275,16,3.2,308]
[2197,9.6999999999999993,282,15,4.2,308]
[2198,10.1,265,14,3.6,308]
[2199,10.3,245,14,3.9,308]
[2200,10.199999999999999,185,8,3.6,307]
[2201,9.9,125,0,2.6,307]
[2202,9.4,58,0,5,309]
[2203,8.8000000000000007,3,0,5,314]
[2204,8.1,0,0,3.9,312]
[2205,7.4,0,0,5.4,319]
[2206,6.7,0,0,5.4,315]
[2207,6.1,0,0,4.2,312]
[2208,5.5,0,0,3.5,315]
[2209,4.5999999999999996,0,0,4.2,312]
[2210,3.9,0,0,3,308]
[2211,2.8,0,0,4.2,304]
[2212,2.8,0,0,2.2000000000000002,299]
[2213,2.4,0,0,1.7,299]
[2214,2,0,0,2,295]
[2215,2.1,7,0,2.8,295]
[2216,2.5,47,0,1.7,290]
[2217,2.8,84,0,2.4,290]
[2218,3,114,0,1.7,289]
[2219,3.3,138,0,2,290]
[2220,3.4,158,0,1.5,282]
[2221,3.5,163,1,1.1000000000000001,291]
[2222,3.6,153,0,1,279]
[2223,3.6,136,0,1.2,279]
[2224,3.5,110,0,1.4,278]
[2225,3.4,75,0,1,278]
[2226,3.1,37,0,1,277]
[2227,2.7,3,0,0.2,293]
[2228,2.6,0,0,0.2,291]
[2229,2.2999999999999998,0,0,0,288]
[2230,2,0,0,0.1,285]
[2231,1.7,0,0,0.1,281]
[2232,1.5,0,0,0.2,279]
[2233,1.6,0,0,0.1,280]
[2234,1.7,0,0,0,279]
[2235,1.8,0,0,0.3,278]
[2236,1.9,0,0,0.4,277]
[2237,1.9,0,0,0.2,275]
[2238,1.9,0,0,0.3,274]
[2239,2.7,49,229,0.1,276]
[2240,4.4000000000000004,172,375,0.6,277]
[2241,6.6,333,538,0.7,265]
[2242,8.4,415,390,0.7,266]
[2243,10.199999999999999,521,437,0.4,269]
[2244,11.8,575,436,0.5,269]
[2245,13.3,651,627,1.1000000000000001,268]
[2246,14.4,628,627,0.6,270]
[2247,15,541,591,0.6,273]
[2248,15.1,444,598,0.6,275]
[2249,14.6,281,410,1,283]
[2250,13.6,148,293,0.8,281]
[2251,12.2,10,0,0.5,304]
[2252,11.5,0,0,0.6,308]
[2253,10.7,0,0,0.7,302]
[2254,10,0,0,2.2000000000000002,301]
[2255,9.3000000000000007,0,0,1.7,298]
[2256,8.6,0,0,2.2000000000000002,296]
[2257,7.8,0,0,3,288]
[2258,6.9,0,0,2.2000000000000002,286]
[2259,6.3,0,0,3.6,286]
[2260,5.8,0,0,3.5,286]
[2261,5.4,0,0,1.9,286]
[2262,5.3,0,0,1.9,284]
[2263,6.2,66,395,3,287]
[2264,8.3000000000000007,230,721,2.8,283]
[2265,10.7,408,868,1.9,285]
[2266,13.2,566,937,1,281]
[2267,15.5,687,966,1,285]
[2268,17.399999999999999,759,977,2,288]
[2269,18.899999999999999,778,976,1,292]
[2270,19.899999999999999,744,969,0.8,298]
[2271,20.399999999999999,659,953,0.9,302]
[2272,20.3,526,911,1.1000000000000001,304]
[2273,19.600000000000001,365,829,3,306]
[2274,18.2,188,401,2.2000000000000002,309]
[2275,16.2,18,0,2,330]
[2276,15.3,0,0,2.4,337]
[2277,14.3,0,0,2.6,338]
[2278,13.3,0,0,3,336]
[2279,12.3,0,0,2.4,333]
[2280,11.3,0,0,1.9,333]
[2281,11.1,0,0,2.2000000000000002,328]
[2282,10.9,0,0,1.5,325]
[2283,10.8,0,0,1.4,326]
[2284,10.7,0,0,1.9,327]
[2285,10.6,0,0,1.2,328]
[2286,10.6,0,0,1.7,335]
[2287,10.9,16,0,1.4,335]
[2288,11.3,53,0,1.2,339]
[2289,11.9,110,0,0.9,332]
[2290,12.5,144,0,1,334]
[2291,13,183,3,0.9,335]
[2292,13.5,206,4,1.2,334]
[2293,13.7,162,1,1.4,347]
[2294,13.9,155,0,1.7,337]
[2295,14,156,0,1.9,335]
[2296,13.9,103,0,1.4,337]
[2297,13.7,53,0,1,339]
[2298,13.4,34,0,0.6,340]
[2299,13,5,0,0.6,345]
[2300,12.6,0,0,0.8,341]
[2301,12.2,0,0,1.5,344]
[2302,11.6,0,0,2.8,342]
[2303,11.4,0,0,2.6,337]
[2304,10.9,0,0,3.5,334]
[2305,10.7,0,0,3.2,336]
[2306,10.3,0,0,3,334]
[2307,10.1,0,0,1.7,331]
[2308,9.9,0,0,1.9,325]
[2309,9.8000000000000007,0,0,1.4,324]
[2310,9.8000000000000007,0,0,1.5,323]
[2311,10.4,40,21,2.8,325]
[2312,11.4,127,58,4.2,323]
[2313,12.9,244,109,3.5,327]
[2314,14.4,354,129,3.6,314]
[2315,15.7,400,136,3.2,312]
[2316,16.8,453,129,2.2000000000000002,311]
[2317,17.7,461,123,3.2,316]
[2318,18.3,444,127,3.2,316]
[2319,18.600000000000001,383,116,5,317]
[2320,18.600000000000001,306,92,5.4,320]
[2321,18.3,215,96,6.6,322]
[2322,17.5,95,37,5,331]
[2323,16.399999999999999,4,0,5,359]
[2324,15.6,0,0,5.8,365]
[2325,14.7,0,0,5,359]
[2326,13.7,0,0,5.4,353]
[2327,12.8,0,0,5.4,347]
[2328,11.9,0,0,5,341]
[2329,11.1,0,0,4.2,338]
[2330,10.199999999999999,0,0,3,336]
[2331,9.6999999999999993,0,0,2.6,334]
[2332,9.1999999999999993,0,0,2.8,330]
[2333,8.9,0,0,2.4,328]
[2334,8.9,0,0,4.2,330]
[2335,9.3000000000000007,29,0,4.2,332]
[2336,9.6,60,0,3.9,335]
[2337,11,222,91,3.9,317]
[2338,13.4,505,551,3.6,300]
[2339,15.4,585,597,3.2,305]
[2340,16.7,572,371,5,312]
[2341,17.899999999999999,612,420,5,308]
[2342,18.100000000000001,403,101,6.2,322]
[2343,18.3,420,196,6.9,319]
[2344,18.5,428,420,5,313]
[2345,18.100000000000001,262,254,4.7,319]
[2346,17.2,111,82,3.6,328]
[2347,16,4,0,3,343]
[2348,15,0,0,1.1000000000000001,345]
[2349,14,0,0,1,342]
[2350,13,0,0,1.2,337]
[2351,11.9,0,0,1.5,332]
[2352,10.9,0,0,2.6,330]
[2353,10.199999999999999,0,0,2.4,331]
[2354,9.3000000000000007,0,0,1,326]
[2355,8.8000000000000007,0,0,0.6,327]
[2356,8.4,0,0,2.4,324]
[2357,8,0,0,2,324]
[2358,8,0,0,2.2000000000000002,322]
[2359,8.5,43,16,2.6,323]
[2360,9.4,129,49,3.9,323]
[2361,10.6,229,74,3.5,322]
[2362,11.9,350,114,5.4,320]
[2363,13.1,419,133,4.7,320]
[2364,14,436,119,5.4,320]
[2365,14.7,439,96,4.7,323]
[2366,15.1,423,99,6.2,326]
[2367,15.3,367,91,6.2,324]
[2368,15.3,299,78,5,325]
[2369,14.9,211,76,5,324]
[2370,14.1,97,34,6.2,330]
[2371,13.2,5,0,4.4000000000000004,342]
[2372,12.8,0,0,2.6,345]
[2373,12.4,0,0,3.9,341]
[2374,12,0,0,3.2,336]
[2375,11.6,0,0,2.2000000000000002,331]
[2376,11.2,0,0,2.8,330]
[2377,11.3,0,0,2.4,332]
[2378,11.4,0,0,2.8,333]
[2379,11.5,0,0,2.4,332]
[2380,11.5,0,0,2.4,330]
[2381,11.6,0,0,2.6,328]
[2382,11.7,2,0,2.6,327]
[2383,12.7,79,320,2.8,326]
[2384,14.2,217,454,1.7,323]
[2385,16.3,434,660,1.9,321]
[2386,17.600000000000001,434,333,1.5,328]
[2387,18.899999999999999,541,412,3.2,327]
[2388,19.899999999999999,541,273,3,334]
[2389,20.2,400,82,3.9,345]
[2390,19.3,131,0,5.8,360]
[2391,18.3,50,0,4.2,363]
[2392,17.5,40,0,3.2,375]
[2393,16.8,28,0,3.9,360]
[2394,16.100000000000001,23,0,4.2,356]
[2395,15.6,9,0,8.1,352]
[2396,15.5,0,0,6.9,352]
[2397,15.4,0,0,4.4000000000000004,352]
[2398,15.2,0,0,5.4,361]
[2399,15.2,0,0,5.4,365]
[2400,15.1,0,0,4.7,364]
[2401,14.6,0,0,3.5,364]
[2402,14.2,0,0,3,361]
[2403,14,0,0,1.1000000000000001,362]
[2404,13.8,0,0,2.2000000000000002,362]
[2405,13.6,0,0,2.2000000000000002,364]
[2406,13.7,1,0,2.4,365]
[2407,13.9,11,0,2.2000000000000002,362]
[2408,15.9,193,209,1.5,340]
[2409,16.5,142,0,1.2,351]
[2410,16.3,50,0,0.7,358]
[2411,16.399999999999999,82,0,1,355]
[2412,16.7,150,0,1.4,350]
[2413,17.2,207,6,1.4,361]
[2414,18,337,58,0.7,358]
[2415,19.3,506,327,0.6,335]
[2416,20.6,580,792,0.3,311]
[2417,21.2,436,868,0.2,311]
[2418,21.3,238,706,0.4,315]
[2419,20.6,56,339,0.5,318]
[2420,19.8,0,0,0.8,323]
[2421,18.399999999999999,0,0,0.9,322]
[2422,17,0,0,1,321]
[2423,15.6,0,0,1.1000000000000001,324]
[2424,14.3,0,0,0.8,321]
[2425,12.7,0,0,0.9,323]
[2426,11.1,0,0,1,322]
[2427,10.199999999999999,0,0,2.4,322]
[2428,9.3000000000000007,0,0,3.6,322]
[2429,8.6999999999999993,0,0,3.2,322]
[2430,8.6,0,0,3.2,322]
[2431,8.9,38,0,5,326]
[2432,9.9,140,54,3.5,320]
[2433,10.8,222,65,4.4000000000000004,319]
[2434,11,181,3,5.8,330]
[2435,11.5,240,9,5.8,326]
[2436,12.1,337,25,5.4,318]
[2437,12.6,349,26,5.8,321]
[2438,13.2,439,130,5.8,314]
[2439,13.6,427,187,5.8,312]
[2440,13.9,417,346,6.6,311]
[2441,14,348,528,4.2,308]
[2442,13.9,246,623,4.4000000000000004,303]
[2443,13.1,47,143,3.5,319]
[2444,12.2,0,0,3,321]
[2445,11.4,0,0,3,319]
[2446,10.5,0,0,2.2000000000000002,318]
[2447,9.6999999999999993,0,0,2.8,318]
[2448,8.8000000000000007,0,0,2,316]
[2449,8.6,0,0,2.2000000000000002,316]
[2450,8.4,0,0,2,316]
[2451,8.3000000000000007,0,0,1.2,316]
[2452,8.3000000000000007,0,0,2,318]
[2453,8.1999999999999993,0,0,1.9,317]
[2454,8.3000000000000007,1,0,1.9,319]
[2455,8.6,28,0,2,326]
[2456,9.4,76,0,1.4,324]
[2457,9.9,86,0,1.7,330]
[2458,10.199999999999999,84,0,1,332]
[2459,10.199999999999999,57,0,1.1000000000000001,334]
[2460,10.7,150,0,0.8,329]
[2461,11.2,181,1,0.6,329]
[2462,11.9,266,13,0.7,324]
[2463,12.8,372,105,1.9,317]
[2464,13.6,382,190,1.2,314]
[2465,14,276,195,1.5,315]
[2466,14,177,358,1.1000000000000001,314]
[2467,13.6,59,233,0.8,312]
[2468,13,0,0,1.4,312]
[2469,12.4,0,0,2.4,313]
[2470,11.8,0,0,3.9,316]
[2471,11.2,0,0,6.6,317]
[2472,10.5,0,0,9.6999999999999993,319]
[2473,9.8000000000000007,0,0,8.3000000000000007,321]
[2474,9.1,0,0,9.1,322]
[2475,8.8000000000000007,0,0,10.5,321]
[2476,8.4,0,0,7.5,320]
[2477,8.1999999999999993,0,0,7.8,328]
[2478,8.1999999999999993,1,0,9.6999999999999993,328]
[2479,8.3000000000000007,8,0,6.9,330]
[2480,8.5,24,0,9.1,329]
[2481,9.5,159,7,8.6,316]
[2482,9.8000000000000007,111,0,8.1,322]
[2483,10.199999999999999,177,2,7.2,326]
[2484,11.3,363,68,5.4,322]
[2485,12.8,553,255,6.9,302]
[2486,13.5,437,121,6.2,305]
[2487,13.7,257,27,5.4,315]
[2488,13.2,98,0,3.5,324]
[2489,13.1,173,32,4.4000000000000004,313]
[2490,12.7,57,0,5,321]
[2491,12.1,23,0,4.7,321]
[2492,11.6,0,0,6.6,319]
[2493,10.5,0,0,6.6,315]
[2494,9.3000000000000007,0,0,3.9,309]
[2495,8.1999999999999993,0,0,3.9,305]
[2496,7.1,0,0,5,301]
[2497,5.7,0,0,4.4000000000000004,297]
[2498,4.0999999999999996,0,0,4.7,292]
[2499,3.3,0,0,7.2,287]
[2500,2.5,0,0,6.2,281]
[2501,1.9,0,0,8.6,277]
[2502,1.8,2,0,7.5,274]
[2503,3.2,109,459,5.8,274]
[2504,5.2,275,715,6.2,273]
[2505,7.5,450,852,6.9,273]
[2506,9.6,605,914,7.5,270]
[2507,11.6,718,932,10.5,272]
[2508,13.2,790,946,10.5,270]
[2509,14.5,808,949,8.6,271]
[2510,15.4,774,945,7.2,275]
[2511,15.8,691,935,7.8,277]
[2512,15.7,563,905,11.6,277]
[2513,15.1,401,833,12.9,281]
[2514,13.9,225,674,8.6,284]
[2515,12.2,68,372,6.6,291]
[2516,10.6,0,0,5.8,287]
[2517,9.6,0,0,4.4000000000000004,297]
[2518,8.6,0,0,3.5,295]
[2519,7.6,0,0,3.9,292]
[2520,6.6,0,0,3.2,293]
[2521,6.3,0,0,1.5,291]
[2522,6,0,0,1.2,295]
[2523,5.8,0,0,1.7,295]
[2524,5.6,0,0,1.4,299]
[2525,5.5,0,0,1.7,300]
[2526,5.5,1,0,2,307]
[2527,5.7,19,0,2.2000000000000002,314]
[2528,6.5,92,0,3.5,312]
[2529,7.3,156,2,3,313]
[2530,8,193,4,4.2,315]
[2531,8.6999999999999993,231,6,3.2,316]
[2532,9.3000000000000007,285,12,0.7,315]
[2533,9.6999999999999993,242,3,0.5,319]
[2534,9.6999999999999993,158,0,0.7,323]
[2535,9.6999999999999993,180,2,1.2,318]
[2536,9.6,143,0,1.1000000000000001,319]
[2537,9.1999999999999993,68,0,1.1000000000000001,322]
[2538,8.8000000000000007,45,0,1.4,319]
[2539,8.3000000000000007,6,0,1.5,324]
[2540,7.9,0,0,1.2,325]
[2541,7.7,0,0,1.5,326]
[2542,7.5,0,0,3,327]
[2543,7.5,0,0,1.9,324]
[2544,7.4,0,0,1.7,326]
[2545,7.5,0,0,1.5,324]
[2546,7.5,0,0,1.2,323]
[2547,7.6,0,0,2,320]
[2548,7.7,0,0,1.5,321]
[2549,7.8,0,0,1.5,320]
[2550,7.8,1,0,1.4,325]
[2551,8.3000000000000007,26,0,0.8,325]
[2552,8.9,64,0,0.6,324]
[2553,9.5,99,0,0.6,326]
[2554,10.1,131,0,0.2,329]
[2555,10.7,167,1,0.3,330]
[2556,11.2,172,2,0.2,327]
[2557,11.5,168,1,0.2,328]
[2558,11.9,188,3,0.6,327]
[2559,12.1,179,2,0.4,336]
[2560,12.2,139,0,0.4,329]
[2561,12.1,102,0,0.4,328]
[2562,11.9,60,0,0.6,337]
[2563,11.5,16,0,0.5,328]
[2564,10.8,0,0,0.9,336]
[2565,10.4,0,0,1,331]
[2566,9.6999999999999993,0,0,1.5,326]
[2567,9,0,0,0.5,320]
[2568,8.3000000000000007,0,0,0.2,315]
[2569,6.4,0,0,0.2,304]
[2570,4.5,0,0,0.5,295]
[2571,3.5,0,0,0.3,291]
[2572,2.4,0,0,0.6,285]
[2573,1.7,0,0,0.7,279]
[2574,1.7,5,0,0.7,276]
[2575,2.7,98,218,0.3,272]
[2576,3.9,225,315,0.1,270]
[2577,4.7,262,98,1,284]
[2578,5.9,410,206,1.2,269]
[2579,7,512,270,1.7,265]
[2580,8.5,714,607,2.4,259]
[2581,10.1,922,817,3,251]
[2582,10.5,561,263,3,268]
[2583,10.1,365,90,2,271]
[2584,10,409,257,1.7,261]
[2585,9.1999999999999993,178,30,1.2,269]
[2586,8,63,0,1.5,274]
[2587,6.9,6,0,1.4,280]
[2588,5.9,0,0,0.5,279]
[2589,4.5999999999999996,0,0,0.7,277]
[2590,3.3,0,0,0.7,274]
[2591,2,0,0,0.6,267]
[2592,0.8,0,0,0.5,263]
[2593,0.2,0,0,0.2,261]
[2594,-0.5,0,0,0.2,255]
[2595,-0.8,0,0,0.4,253]
[2596,-1.1000000000000001,0,0,0.7,253]
[2597,-1.3,0,0,0.5,248]
[2598,-0.9,13,0,1.2,248]
[2599,0.4,105,143,0.8,250]
[2600,0.1,26,0,0.9,269]
[2601,0,35,0,2.4,270]
[2602,1.4,278,57,2.4,258]
[2603,2.7,374,80,2.4,256]
[2604,5.5,832,792,3,240]
[2605,7.4,769,743,3.2,246]
[2606,8.8000000000000007,744,764,5.8,246]
[2607,9.5,604,564,6.2,249]
[2608,9.5,383,216,4.4000000000000004,261]
[2609,8.5,113,0,5,276]
[2610,7.2,18,0,4.4000000000000004,296]
[2611,6.1,6,0,3.5,307]
[2612,5.2,0,0,1.5,306]
[2613,4.7,0,0,1.1000000000000001,302]
[2614,4.2,0,0,1,298]
[2615,3.7,0,0,0.6,294]
[2616,3.3,0,0,0.9,290]
[2617,2.7,0,0,0.9,286]
[2618,2.2999999999999998,0,0,0.6,282]
[2619,2,0,0,0.9,280]
[2620,1.8,0,0,0.3,278]
[2621,1.7,0,0,0.4,271]
[2622,2,11,0,0.7,275]
[2623,3.3,132,300,0.6,264]
[2624,4.4000000000000004,220,228,0.7,272]
[2625,6.5,491,686,1.4,262]
[2626,8.1,582,671,1.2,264]
[2627,10.1,834,803,1.7,254]
[2628,9.9,334,82,3,281]
[2629,9,166,3,4.2,286]
[2630,8.8000000000000007,290,17,3.6,278]
[2631,8.1999999999999993,150,0,3.9,285]
[2632,7.3,48,0,4.4000000000000004,302]
[2633,6.6,35,0,2,314]
[2634,5.9,20,0,1.4,300]
[2635,5.3,7,0,2,289]
[2636,4.8,0,0,1.9,290]
[2637,4,0,0,3,289]
[2638,3.2,0,0,3.5,289]
[2639,2.5,0,0,4.4000000000000004,284]
[2640,1.7,0,0,5.4,282]
[2641,0.7,0,0,5,280]
[2642,-0.5,0,0,3.6,276]
[2643,-1.1000000000000001,0,0,5.4,273]
[2644,-1.8,0,0,3.9,271]
[2645,-2.2000000000000002,0,0,3.5,265]
[2646,-2.2000000000000002,6,0,3.9,266]
[2647,-0.7,119,235,4.2,254]
[2648,1.2,266,483,3.9,256]
[2649,3.2,418,565,2.4,254]
[2650,5.0999999999999996,548,613,3.5,256]
[2651,6.8,644,602,5,256]
[2652,8.3000000000000007,705,649,3.2,258]
[2653,9.3000000000000007,713,626,2.6,257]
[2654,10,672,558,1.9,259]
[2655,10.3,602,570,3,263]
[2656,10.3,492,555,3.5,262]
[2657,9.6999999999999993,353,478,4.4000000000000004,261]
[2658,8.6,205,379,5,265]
[2659,7.2,69,201,5,269]
[2660,5.7,0,0,4.7,269]
[2661,4.5999999999999996,0,0,3.6,275]
[2662,3.5,0,0,3.2,276]
[2663,2.4,0,0,2.6,275]
[2664,1.4,0,0,2.8,273]
[2665,0.9,0,0,1.7,273]
[2666,0.4,0,0,1.2,275]
[2667,0.2,0,0,2.6,276]
[2668,-0.1,0,0,3.5,277]
[2669,-0.3,0,0,2.6,279]
[2670,-0.2,7,0,2.2000000000000002,283]
[2671,1.6,123,243,1.9,272]
[2672,3.5,242,345,2.8,276]
[2673,5.2,342,196,1.9,279]
[2674,7,477,363,1.9,277]
[2675,8.8000000000000007,586,402,2.4,276]
[2676,10.8,729,605,3,272]
[2677,11.9,650,426,2.8,279]
[2678,12.5,590,329,2.6,282]
[2679,12.7,487,225,2.6,284]
[2680,12.7,437,358,3.2,283]
[2681,12.2,322,348,2.8,285]
[2682,11.2,216,433,2.2000000000000002,286]
[2683,10,92,325,2.2000000000000002,287]
[2684,8.6,3,0,2.2000000000000002,285]
[2685,7.6,0,0,2.4,291]
[2686,6.6,0,0,1.9,290]
[2687,5.5,0,0,1.4,288]
[2688,4.5,0,0,0.6,289]
[2689,3.9,0,0,0.4,288]
[2690,3.2,0,0,0.2,287]
[2691,2.8,0,0,0.4,288]
[2692,2.4,0,0,1.1000000000000001,287]
[2693,2.1,0,0,1.7,289]
[2694,2.2999999999999998,7,0,2.4,295]
[2695,3.9,114,213,3.6,282]
[2696,5.9,253,373,6.2,281]
[2697,7.9,389,409,7.2,281]
[2698,9.8000000000000007,504,420,8.1,278]
[2699,11.4,588,401,8.3000000000000007,276]
[2700,12.8,638,433,7.8,280]
[2701,14,659,464,7.5,276]
[2702,14.7,623,396,6.6,280]
[2703,15.1,550,383,9.1,281]
[2704,15,440,348,6.9,284]
[2705,14.5,322,333,6.6,288]
[2706,13.5,193,287,5.4,286]
[2707,12.2,69,163,5.4,289]
[2708,10.8,0,0,5,289]
[2709,9.1,0,0,6.6,290]
[2710,7.3,0,0,6.9,286]
[2711,5.6,0,0,5.8,282]
[2712,3.9,0,0,3.6,281]
[2713,2.4,0,0,3.2,284]
[2714,0.7,0,0,3.2,278]
[2715,-0.2,0,0,4.2,278]
[2716,-1.2,0,0,3,274]
[2717,-1.9,0,0,1.7,272]
[2718,-1.8,10,0,1.2,273]
[2719,-0.1,148,322,2,259]
[2720,1.9,319,737,1,258]
[2721,3.9,489,843,2.2000000000000002,259]
[2722,5.9,640,899,1,254]
[2723,7.6,754,923,1.5,254]
[2724,9.1,823,936,2.2000000000000002,254]
[2725,10.199999999999999,840,939,3,257]
[2726,10.9,805,937,4.2,257]
[2727,11.2,718,919,4.7,255]
[2728,11.1,587,884,4.4000000000000004,262]
[2729,10.4,428,821,4.7,264]
[2730,9.1999999999999993,256,687,5,265]
[2731,7.5,92,408,3.9,267]
[2732,5.8,1,0,2.2000000000000002,266]
[2733,4.8,0,0,1.7,268]
[2734,3.7,0,0,2.2000000000000002,270]
[2735,2.6,0,0,2.8,270]
[2736,1.5,0,0,4.2,265]
[2737,1.6,0,0,3.2,265]
[2738,1.6,0,0,1.9,264]
[2739,1.6,0,0,2.2000000000000002,266]
[2740,1.6,0,0,1.7,271]
[2741,1.5,0,0,1.4,274]
[2742,1.9,12,0,1.2,279]
[2743,4.3,169,381,2.4,263]
[2744,7.1,355,812,2.8,263]
[2745,9.9,526,919,2.6,267]
[2746,12.5,686,966,2.4,262]
[2747,14.9,802,793,3.2,265]
[2748,15.1,489,164,3.2,288]
[2749,15.4,506,137,3,287]
[2750,15.5,489,143,3.2,290]
[2751,15.3,418,119,1.7,291]
[2752,14.8,360,145,1.2,290]
[2753,13.9,257,91,1.2,294]
[2754,12.7,146,65,1.5,296]
[2755,11.3,51,17,2.8,301]
[2756,9.9,1,0,1.9,296]
[2757,9.1999999999999993,0,0,1.4,301]
[2758,8.5,0,0,1.5,305]
[2759,7.8,0,0,0.7,304]
[2760,7.1,0,0,1.5,301]
[2761,6.7,0,0,4.4000000000000004,309]
[2762,6.2,0,0,4.2,311]
[2763,5.9,0,0,3.9,307]
[2764,5.8,0,0,4.2,310]
[2765,5.6,0,0,4.4000000000000004,311]
[2766,5.6,3,0,3.5,312]
[2767,6.1,37,0,3.9,307]
[2768,6.8,89,0,5,308]
[2769,7.4,132,0,4.7,297]
[2770,8.3000000000000007,216,6,4.7,298]
[2771,9.1,267,10,5.8,300]
[2772,9.9,305,17,4.7,299]
[2773,10.4,306,13,4.4000000000000004,296]
[2774,10.7,248,8,3.9,299]
[2775,10.8,217,7,3.6,301]
[2776,10.7,183,3,4.4000000000000004,300]
[2777,10.6,156,3,5.8,311]
[2778,10.199999999999999,85,0,5.4,300]
[2779,9.6999999999999993,33,0,4.7,301]
[2780,8.9,1,0,5,313]
[2781,8.3000000000000007,0,0,5.8,319]
[2782,7.4,0,0,5.8,315]
[2783,6.6,0,0,6.2,311]
[2784,5.8,0,0,4.7,306]
[2785,5.2,0,0,5,303]
[2786,4.4000000000000004,0,0,3.9,299]
[2787,4,0,0,2.8,297]
[2788,3.7,0,0,3.2,299]
[2789,3.4,0,0,2,297]
[2790,3.6,10,0,1.9,298]
[2791,5.2,118,193,3.6,282]
[2792,7,236,166,2.6,284]
[2793,8.8000000000000007,362,296,3.9,284]
[2794,10.5,479,317,5,281]
[2795,12.1,549,291,4.4000000000000004,280]
[2796,13.3,597,315,3.9,281]
[2797,14.3,607,310,3.2,283]
[2798,15,581,312,2.8,285]
[2799,15.3,525,300,3.6,290]
[2800,15.3,432,298,4.7,292]
[2801,14.9,316,278,5,292]
[2802,13.9,187,161,4.7,294]
[2803,12.7,64,48,5.8,300]
[2804,11.3,1,0,3.9,297]
[2805,10.1,0,0,3.6,298]
[2806,8.8000000000000007,0,0,3.2,296]
[2807,7.5,0,0,3.9,297]
[2808,6.2,0,0,3.2,291]
[2809,5.2,0,0,2.8,295]
[2810,4.3,0,0,2.4,294]
[2811,3.9,0,0,2.4,294]
[2812,3.5,0,0,2.6,295]
[2813,3.2,0,0,2.6,292]
[2814,3.2,3,0,0.7,298]
[2815,4,72,0,0.9,288]
[2816,5.7,325,477,1.2,267]
[2817,6.8,355,240,2.8,274]
[2818,8.5,657,772,3,257]
[2819,10.199999999999999,841,843,2,257]
[2820,10.8,596,252,2.2000000000000002,273]
[2821,10.1,200,7,3.5,292]
[2822,9.1,69,0,3.6,300]
[2823,8.1999999999999993,61,0,2.6,298]
[2824,7.5,51,0,3.5,297]
[2825,6.9,37,0,2.8,297]
[2826,6.3,22,0,3.2,296]
[2827,5.8,9,0,4.2,308]
[2828,5.4,1,0,5.8,307]
[2829,4.5999999999999996,0,0,6.6,302]
[2830,3.9,0,0,5.8,297]
[2831,3.1,0,0,2.8,292]
[2832,2.2999999999999998,0,0,2.6,288]
[2833,1.2,0,0,2.4,281]
[2834,-0.3,0,0,2.8,275]
[2835,-1.1000000000000001,0,0,3.6,271]
[2836,-1.9,0,0,3.5,269]
[2837,-2.5,0,0,2,264]
[2838,-2.4,15,0,1.1000000000000001,262]
[2839,-1.1000000000000001,151,326,1.2,249]
[2840,0.5,306,558,1.9,246]
[2841,2,462,649,1.2,245]
[2842,3.5,600,692,1.1000000000000001,244]
[2843,4.8,700,691,0.9,242]
[2844,5.8,756,675,1.4,243]
[2845,6.6,752,620,1.7,248]
[2846,7,721,628,0.9,249]
[2847,7.1,635,589,0.9,249]
[2848,6.9,524,588,1.5,249]
[2849,6.2,376,505,2,251]
[2850,5.0999999999999996,225,409,2,247]
[2851,3.7,86,217,2,248]
[2852,2.2999999999999998,1,0,1.7,247]
[2853,0.9,0,0,1.4,249]
[2854,-0.5,0,0,1.5,248]
[2855,-1.9,0,0,1.2,246]
[2856,-3.3,0,0,2.2000000000000002,246]
[2857,-3.3,0,0,4.2,250]
[2858,-3.5,0,0,5.4,252]
[2859,-3.7,0,0,4.2,258]
[2860,-3.8,0,0,4.2,259]
[2861,-4,0,0,2.8,260]
[2862,-3.7,15,0,2.2000000000000002,263]
[2863,-2.2000000000000002,127,200,2.6,256]
[2864,-0.8,228,126,2.8,257]
[2865,0.6,324,114,3,257]
[2866,1.7,385,117,3.5,261]
[2867,2.7,446,98,2.8,265]
[2868,3.5,496,124,3,275]
[2869,4.3,522,159,2.8,264]
[2870,4.5999999999999996,469,128,2.4,267]
[2871,4.9000000000000004,460,158,2,266]
[2872,4.8,377,135,1.4,266]
[2873,4.4000000000000004,288,123,1.9,266]
[2874,3.6,164,98,1.5,270]
[2875,2.5,53,2,2.2000000000000002,278]
[2876,1.3,1,0,2.2000000000000002,278]
[2877,1.7,0,0,1.9,280]
[2878,2.1,0,0,1.4,284]
[2879,2.5,0,0,2.2000000000000002,286]
[2880,2.9,0,0,3,289]
[2881,3.5,0,0,3.5,284]
[2882,4.3,0,0,1.9,288]
[2883,4.7,0,0,0.9,290]
[2884,5.0999999999999996,0,0,0.6,289]
[2885,5.4,0,0,0.5,289]
[2886,6.9,45,0,0.8,292]
[2887,7.5,70,0,1.6,303]
[2888,7.3,28,0,1.3,313]
[2889,7.3,41,0,2.2000000000000002,314]
[2890,8,128,0,3.7,313]
[2891,8.8000000000000007,195,5,6,313]
[2892,9,106,0,6,318]
[2893,10.3,385,109,3.9,303]
[2894,12.8,807,733,3.9,283]
[2895,14.9,806,939,6.3,280]
[2896,16.2,667,864,3.9,284]
[2897,16.600000000000001,419,641,5.3,291]
[2898,16.5,255,454,2.9,293]
[2899,15.7,79,119,2.5,306]
[2900,14.8,1,0,1.8,309]
[2901,14.2,0,0,1.3,319]
[2902,13.6,0,0,2.2000000000000002,317]
[2903,13.1,0,0,2.5,317]
[2904,12.5,0,0,2.9,319]
[2905,11.3,0,0,2.7,318]
[2906,9.9,0,0,3.2,314]
[2907,9.1999999999999993,0,0,3.2,310]
[2908,8.5,0,0,2.2000000000000002,309]
[2909,8,0,0,1.1000000000000001,309]
[2910,8.4,24,0,0.9,316]
[2911,9.6999999999999993,143,224,1.5,304]
[2912,11.1,274,330,2.7,304]
[2913,12.6,413,392,3.9,308]
[2914,13.5,425,162,3.7,312]
[2915,14.2,470,133,2.7,315]
[2916,14.9,537,191,3.2,313]
[2917,15.6,621,290,2.2000000000000002,307]
[2918,16.399999999999999,682,502,1.3,300]
[2919,17,732,818,0.7,298]
[2920,17.3,612,849,0.7,296]
[2921,17.100000000000001,424,593,0.7,303]
[2922,16.3,217,298,1.1000000000000001,314]
[2923,15.3,114,318,0.5,311]
[2924,14.1,6,0,0.2,313]
[2925,13.1,0,0,0.3,318]
[2926,12.1,0,0,0.5,318]
[2927,11.2,0,0,0.3,320]
[2928,10.199999999999999,0,0,0.7,321]
[2929,9.8000000000000007,0,0,1.1000000000000001,325]
[2930,9.5,0,0,1.5,325]
[2931,9.1999999999999993,0,0,1.5,324]
[2932,9,0,0,1.3,325]
[2933,8.9,0,0,1.5,323]
[2934,9,5,0,1.2,322]
[2935,9.5,46,0,0.5,315]
[2936,10.7,165,24,0.3,321]
[2937,12.2,286,66,0.3,310]
[2938,13.5,358,79,0.1,310]
[2939,15,494,170,0.4,309]
[2940,15.2,302,15,0.6,326]
[2941,15.2,227,2,0.6,330]
[2942,14.9,150,1,0.7,331]
[2943,15.7,534,261,1.1000000000000001,304]
[2944,16.600000000000001,627,772,0.2,292]
[2945,17.100000000000001,527,894,0.3,286]
[2946,17.100000000000001,313,768,0.3,290]
[2947,16.5,140,352,0.3,295]
[2948,15.5,3,0,0.2,327]
[2949,14.7,0,0,0.3,328]
[2950,13.9,0,0,0.3,326]
[2951,13.1,0,0,0.4,326]
[2952,12.3,0,0,0.6,325]
[2953,11.6,0,0,1.5,321]
[2954,10.8,0,0,1.6,320]
[2955,10.4,0,0,1.2,319]
[2956,10.1,0,0,1.5,316]
[2957,10.1,0,0,1.9,316]
[2958,10.3,20,0,2.7,316]
[2959,10.7,81,0,2.2000000000000002,324]
[2960,11.5,151,11,2.2000000000000002,327]
[2961,12.2,215,14,2.2000000000000002,330]
[2962,12.6,265,15,3.9,335]
[2963,13.6,305,16,3.5,337]
[2964,14.1,318,14,1.8,341]
[2965,14.4,299,11,1.9,344]
[2966,14.7,298,15,2.5,345]
[2967,14.8,273,13,1.9,331]
[2968,14.9,229,11,1.8,325]
[2969,14.7,169,4,1.9,326]
[2970,14.3,98,0,1.9,326]
[2971,13.8,39,0,2.9,333]
[2972,13.3,1,0,2.2000000000000002,338]
[2973,12.4,0,0,1.6,338]
[2974,11.6,0,0,0.8,334]
[2975,10.7,0,0,0.9,333]
[2976,9.9,0,0,0.6,330]
[2977,9.3000000000000007,0,0,0.4,324]
[2978,8.6,0,0,0.3,319]
[2979,8.3000000000000007,0,0,0.4,315]
[2980,8,0,0,0.1,311]
[2981,8,0,0,0.3,308]
[2982,8.6,54,281,0.1,309]
[2983,10.1,193,568,0.3,314]
[2984,12,375,784,0.1,309]
[2985,14.1,547,852,0.2,310]
[2986,16.2,711,953,0.1,304]
[2987,18.100000000000001,828,786,0.1,306]
[2988,18.600000000000001,531,191,0.2,326]
[2989,18.899999999999999,538,148,0.4,326]
[2990,19.100000000000001,524,158,0.1,325]
[2991,19.2,477,167,0.4,329]
[2992,18.899999999999999,378,139,0.5,330]
[2993,18.3,276,90,1.1000000000000001,331]
[2994,17.399999999999999,169,76,1.1000000000000001,333]
[2995,16.3,72,53,0.7,333]
[2996,15.2,2,0,0.5,349]
[2997,13.9,0,0,0.7,348]
[2998,12.7,0,0,0.6,341]
[2999,11.4,0,0,1.5,334]
[3000,10.199999999999999,0,0,1.9,334]
[3001,9.3000000000000007,0,0,2.1,326]
[3002,8.4,0,0,1.1000000000000001,319]
[3003,8,0,0,0.9,315]
[3004,7.6,0,0,0.8,312]
[3005,7.6,0,0,1.1000000000000001,309]
[3006,8.3000000000000007,55,278,1.3,308]
[3007,9.8000000000000007,192,561,0.6,303]
[3008,11.7,354,688,0.6,305]
[3009,13.6,507,737,1.3,310]
[3010,15.6,642,758,1.3,303]
[3011,17.3,737,741,1.3,306]
[3012,18.8,784,698,1.3,313]
[3013,19.899999999999999,794,686,1.8,313]
[3014,20.8,766,706,3.5,311]
[3015,21.3,699,743,4.4000000000000004,311]
[3016,21.4,584,742,2.5,311]
[3017,21.1,444,729,1.6,312]
[3018,20.3,286,654,2.5,313]
[3019,19.100000000000001,125,265,4.7,319]
[3020,17.7,6,0,6.3,339]
[3021,15.7,0,0,2.1,337]
[3022,13.8,0,0,2.1,328]
[3023,11.9,0,0,1.2,324]
[3024,9.9,0,0,1.8,321]
[3025,8.3000000000000007,0,0,2.5,312]
[3026,6.7,0,0,2.9,307]
[3027,5.8,0,0,2.9,304]
[3028,5.2,0,0,2.9,297]
[3029,5.0999999999999996,0,0,1.9,295]
[3030,5.7,55,283,0.9,298]
[3031,7.1,193,544,2.2000000000000002,297]
[3032,8.8000000000000007,357,686,1.3,296]
[3033,10.6,515,756,1.9,297]
[3034,12.4,655,791,2.2000000000000002,291]
[3035,14,744,754,3.2,295]
[3036,15.4,805,758,4.4000000000000004,296]
[3037,16.5,820,764,3.5,299]
[3038,17.3,782,752,4.2,301]
[3039,17.7,706,758,2.9,299]
[3040,17.7,586,738,3.5,299]
[3041,17.399999999999999,442,709,2.9,299]
[3042,16.5,283,618,2.7,298]
[3043,15.3,128,265,3.2,302]
[3044,13.9,8,0,2.2000000000000002,320]
[3045,12.1,0,0,2.5,322]
[3046,10.4,0,0,2.1,315]
[3047,8.6,0,0,1.3,310]
[3048,6.9,0,0,0.7,302]
[3049,5.8,0,0,1.1000000000000001,300]
[3050,4.5999999999999996,0,0,2.1,295]
[3051,3.9,0,0,3.9,294]
[3052,3.5,0,0,2.2000000000000002,292]
[3053,3.4,0,0,2.2000000000000002,286]
[3054,3.9,44,115,2.1,287]
[3055,5,148,148,2.2000000000000002,284]
[3056,6.6,305,397,3.2,281]
[3057,8.3000000000000007,452,480,4.2,276]
[3058,10,577,529,4.2,276]
[3059,11.7,715,605,2.5,275]
[3060,13.1,738,555,1.6,278]
[3061,14,721,497,2.2000000000000002,282]
[3062,14.6,660,411,2.2000000000000002,288]
[3063,14.9,589,379,1.8,285]
[3064,15.1,550,583,1.5,285]
[3065,14.9,436,659,2.1,284]
[3066,14.2,272,525,3.5,280]
[3067,13.1,142,322,4.2,283]
[3068,11.8,10,0,3.9,304]
[3069,10.6,0,0,3.9,311]
[3070,9.4,0,0,4.4000000000000004,308]
[3071,8.1,0,0,3.9,300]
[3072,6.9,0,0,3.2,299]
[3073,6.3,0,0,6,297]
[3074,5.7,0,0,4.4000000000000004,296]
[3075,5.3,0,0,2.2000000000000002,294]
[3076,5.0999999999999996,0,0,2.2000000000000002,292]
[3077,5,0,0,2.7,294]
[3078,5.2,24,0,2.1,298]
[3079,6,88,0,2.5,298]
[3080,6.7,157,10,1.6,293]
[3081,7.6,225,13,1.6,296]
[3082,8.4,310,24,1.8,307]
[3083,9.3000000000000007,361,28,1.9,296]
[3084,9.9,358,21,1.9,302]
[3085,10.5,401,30,2.2000000000000002,301]
[3086,10.9,363,29,2.7,303]
[3087,11.1,332,26,2.7,304]
[3088,11.2,288,26,4.4000000000000004,305]
[3089,11,199,12,5.6,308]
[3090,10.6,132,9,4.2,305]
[3091,10,51,0,3.2,308]
[3092,9.4,2,0,2.5,318]
[3093,8.6,0,0,2.5,317]
[3094,7.7,0,0,2.2000000000000002,314]
[3095,6.9,0,0,1.8,312]
[3096,6.1,0,0,0.9,310]
[3097,5.5,0,0,1.2,307]
[3098,4.9000000000000004,0,0,1.3,302]
[3099,4.5,0,0,3.2,300]
[3100,4.3,0,0,2.9,297]
[3101,4.2,0,0,1.3,298]
[3102,4.5999999999999996,34,1,0.9,301]
[3103,5.3,103,12,1.6,299]
[3104,6.1,176,22,1.3,300]
[3105,7,251,26,2.1,298]
[3106,7.8,309,27,2.5,295]
[3107,8.5,352,31,3.2,295]
[3108,9.1999999999999993,393,35,2.5,298]
[3109,9.6999999999999993,385,31,2.9,301]
[3110,10,367,24,1.8,302]
[3111,10.1,301,15,3.2,304]
[3112,10.1,243,13,2.9,305]
[3113,9.8000000000000007,177,5,2.7,306]
[3114,9.3000000000000007,103,0,2.2000000000000002,312]
[3115,8.6,44,0,1.5,318]
[3116,7.8,2,0,0.6,324]
[3117,7.7,0,0,0.7,322]
[3118,7.5,0,0,0.5,319]
[3119,7.2,0,0,0.9,314]
[3120,6.9,0,0,0.8,312]
[3121,7,0,0,0.3,312]
[3122,7.1,0,0,0.9,312]
[3123,7.3,0,0,0.4,312]
[3124,7.4,0,0,1.5,310]
[3125,7.5,1,0,2.1,308]
[3126,8.4,51,103,2.1,309]
[3127,9.1,90,0,2.2000000000000002,315]
[3128,9.6,100,0,2.2000000000000002,319]
[3129,9.6999999999999993,67,0,2.2000000000000002,324]
[3130,10.4,194,5,2.9,315]
[3131,10.5,85,0,3.5,321]
[3132,10.8,167,2,3.5,317]
[3133,11.9,371,26,5.3,308]
[3134,12.8,410,37,5.6,303]
[3135,13.2,382,54,5,318]
[3136,14.4,502,371,4.7,294]
[3137,14.9,356,277,4.7,296]
[3138,14.8,187,117,3.2,304]
[3139,14.3,48,0,2.5,319]
[3140,13.7,9,0,3.2,320]
[3141,12.4,0,0,2.9,321]
[3142,11.2,0,0,2.9,317]
[3143,10,0,0,3.2,312]
[3144,8.6999999999999993,0,0,2.2000000000000002,311]
[3145,7.2,0,0,1.5,307]
[3146,5.5,0,0,1.1000000000000001,301]
[3147,4.5999999999999996,0,0,1.2,294]
[3148,3.9,0,0,1.3,292]
[3149,3.9,0,0,0.7,295]
[3150,4.2,37,5,0.6,292]
[3151,4.8,115,21,1.1000000000000001,288]
[3152,5.6,204,48,1.9,283]
[3153,6.6,334,99,1.6,279]
[3154,7.5,428,123,1.5,276]
[3155,8.4,475,139,0.5,281]
[3156,8.9,448,80,0.5,282]
[3157,9.3000000000000007,474,91,0.5,283]
[3158,9.5,413,40,1.2,285]
[3159,9.5,331,21,1.2,288]
[3160,9.3000000000000007,267,20,1.6,287]
[3161,8.9,211,16,1.5,289]
[3162,8.4,123,2,3.2,293]
[3163,7.7,50,0,1.1000000000000001,297]
[3164,7,3,0,2.2000000000000002,302]
[3165,6.1,0,0,2.7,305]
[3166,5.2,0,0,2.7,299]
[3167,4.3,0,0,3.5,297]
[3168,3.4,0,0,4.7,291]
[3169,3.1,0,0,2.9,285]
[3170,2.8,0,0,2.2000000000000002,285]
[3171,2.7,0,0,4.2,281]
[3172,2.5,0,0,6,275]
[3173,2.4,0,0,6.6,279]
[3174,3.3,71,235,6.3,279]
[3175,4.7,192,428,4.7,282]
[3176,6.5,349,535,5,282]
[3177,8.5,540,731,4.2,275]
[3178,10.8,736,861,5.6,275]
[3179,12.6,787,784,4.7,281]
[3180,14.5,935,941,5.6,277]
[3181,15.9,949,999,3.9,277]
[3182,17,911,995,2.7,274]
[3183,17.600000000000001,821,982,3.7,275]
[3184,17.7,668,933,2.7,280]
[3185,17.399999999999999,524,913,2.1,280]
[3186,16.600000000000001,340,810,5.3,284]
[3187,15.2,162,365,4.7,289]
[3188,13.6,13,0,4.7,313]
[3189,12,0,0,2.5,315]
[3190,10.3,0,0,2.2000000000000002,309]
[3191,8.6,0,0,2.2000000000000002,304]
[3192,7,0,0,2.5,297]
[3193,5.9,0,0,2.7,292]
[3194,4.5,0,0,2.7,286]
[3195,3.8,0,0,2.7,282]
[3196,3.2,0,0,2.2000000000000002,282]
[3197,3,1,0,2.7,279]
[3198,3.8,79,386,2.9,281]
[3199,5.0999999999999996,232,663,2.2000000000000002,275]
[3200,6.7,405,816,1.3,272]
[3201,8.4,575,889,0.8,270]
[3202,10,717,916,1.9,266]
[3203,11.5,823,929,2.5,265]
[3204,12.7,883,927,3.5,270]
[3205,13.6,893,921,5.6,269]
[3206,14.3,857,918,5,268]
[3207,14.5,773,908,5.3,269]
[3208,14.5,649,887,4.2,269]
[3209,14.1,492,835,4.4000000000000004,276]
[3210,13.2,318,717,7.1,280]
[3211,11.9,152,320,7.1,287]
[3212,10.4,13,0,6,302]
[3213,9,0,0,6.9,306]
[3214,7.6,0,0,9.8000000000000007,302]
[3215,6.3,0,0,8,296]
[3216,4.9000000000000004,0,0,8.9,292]
[3217,4.8,0,0,8,290]
[3218,4.7,0,0,7.1,290]
[3219,4.5999999999999996,0,0,8,289]
[3220,4.5999999999999996,0,0,6.6,287]
[3221,4.5999999999999996,1,0,6,288]
[3222,5.7,81,377,5.3,288]
[3223,7.6,233,658,6.3,283]
[3224,9.9,411,800,8.4,287]
[3225,12.3,583,902,8.4,290]
[3226,14.6,730,936,8.4,285]
[3227,16.7,836,947,7.8,286]
[3228,18.5,895,945,7.1,292]
[3229,19.899999999999999,907,942,6.3,291]
[3230,20.9,869,938,5,293]
[3231,21.5,785,928,6,293]
[3232,21.7,655,896,6,298]
[3233,21.3,495,839,5.3,302]
[3234,20.3,321,719,4.7,309]
[3235,18.899999999999999,154,322,6,311]
[3236,17.2,14,0,4.2,329]
[3237,15.5,0,0,3.9,333]
[3238,13.8,0,0,2.9,326]
[3239,12.1,0,0,3.7,323]
[3240,10.4,0,0,2.9,319]
[3241,8.9,0,0,3.9,310]
[3242,7.4,0,0,4.7,306]
[3243,6.5,0,0,5,304]
[3244,5.9,0,0,4.7,303]
[3245,5.8,1,0,4.4000000000000004,301]
[3246,6.6,71,244,6,304]
[3247,7.9,207,473,4.7,304]
[3248,9.6,361,585,5,305]
[3249,11.1,488,556,5,307]
[3250,12.7,621,601,7.6,301]
[3251,14.1,685,525,7.8,304]
[3252,15.3,756,551,13.1,304]
[3253,16.2,753,547,11.6,308]
[3254,16.8,716,515,9.8000000000000007,309]
[3255,17,606,379,8.4,313]
[3256,17,544,499,9.1999999999999993,311]
[3257,16.600000000000001,386,365,8.4,317]
[3258,15.6,222,147,8.9,320]
[3259,14.4,102,109,7.1,323]
[3260,13.1,5,0,3.9,340]
[3261,12.4,0,0,4.7,345]
[3262,11.6,0,0,2.2000000000000002,342]
[3263,10.9,0,0,3.5,341]
[3264,10.1,0,0,4.4000000000000004,341]
[3265,10.199999999999999,0,0,7.6,341]
[3266,10.3,0,0,5.3,342]
[3267,10.1,0,0,6.3,344]
[3268,10.199999999999999,0,0,5,343]
[3269,10.4,0,0,4.2,342]
[3270,10.6,14,0,3.5,344]
[3271,10.9,42,0,3.9,341]
[3272,11.5,69,0,4.7,342]
[3273,12,104,0,3.9,342]
[3274,12.4,121,0,3.2,344]
[3275,12.8,139,0,5,347]
[3276,13,140,0,5,346]
[3277,13.3,149,0,3.2,343]
[3278,13.5,150,0,3.7,344]
[3279,13.6,135,0,2.9,347]
[3280,13.7,127,0,2.7,346]
[3281,13.7,103,0,1.9,344]
[3282,13.5,55,0,2.1,350]
[3283,13.3,25,0,2.5,353]
[3284,13,3,0,2.7,354]
[3285,12.3,0,0,3.5,350]
[3286,11.5,0,0,1.5,347]
[3287,10.4,0,0,1.2,344]
[3288,10.7,0,0,2.2000000000000002,341]
[3289,9.6999999999999993,0,0,0.9,339]
[3290,9.1,0,0,1.1000000000000001,333]
[3291,8.6999999999999993,0,0,0.5,331]
[3292,8.4,0,0,0.5,329]
[3293,8.4,1,0,0.9,327]
[3294,8.8000000000000007,34,0,0.9,329]
[3295,9.4,92,0,0.9,326]
[3296,10.1,159,7,0.9,326]
[3297,10.9,226,14,2.7,328]
[3298,11.6,278,15,2.9,328]
[3299,12.3,328,22,3.7,329]
[3300,12.8,342,16,5.3,333]
[3301,13.3,376,21,4.4000000000000004,322]
[3302,13.7,375,24,6.6,321]
[3303,13.9,320,17,4.7,320]
[3304,13.9,248,11,3.5,322]
[3305,13.6,178,4,2.9,337]
[3306,13.2,112,0,2.9,340]
[3307,12.7,43,0,2.2000000000000002,330]
[3308,12.1,4,0,1.9,329]
[3309,11.2,0,0,1.8,328]
[3310,10.3,0,0,3.9,324]
[3311,9.4,0,0,3.7,321]
[3312,8.5,0,0,3.5,312]
[3313,7.9,0,0,2.9,310]
[3314,7.2,0,0,1.6,302]
[3315,6.7,0,0,1.9,297]
[3316,6.4,0,0,0.9,295]
[3317,6.3,1,0,1.3,294]
[3318,7.4,86,360,1.6,292]
[3319,9.1,232,591,1.8,291]
[3320,11.1,391,699,2.5,297]
[3321,13.1,548,759,1.6,302]
[3322,15,666,720,2.2000000000000002,300]
[3323,16.7,758,703,1.9,305]
[3324,18.100000000000001,800,650,1.2,310]
[3325,19.2,817,662,1.6,313]
[3326,20,782,657,1.8,315]
[3327,20.399999999999999,717,695,2.5,318]
[3328,20.5,607,704,4.4000000000000004,323]
[3329,20.100000000000001,470,697,3.7,327]
[3330,19.2,308,589,3.9,329]
[3331,17.899999999999999,153,344,1.5,334]
[3332,16.399999999999999,18,0,1.1000000000000001,353]
[3333,16,0,0,1.2,357]
[3334,15.6,0,0,1.2,357]
[3335,15.3,0,0,1.2,355]
[3336,14.9,0,0,0.9,360]
[3337,15.3,0,0,0.7,357]
[3338,15.8,0,0,0.5,360]
[3339,16,0,0,0.4,357]
[3340,16.2,0,0,0.2,359]
[3341,16.2,1,0,0.4,362]
[3342,16.899999999999999,40,0,0.9,373]
[3343,17.8,103,3,0.3,376]
[3344,18.8,177,15,0.3,373]
[3345,19.899999999999999,239,18,0.5,377]
[3346,21,303,21,0.8,371]
[3347,21.9,349,27,0.4,370]
[3348,22.8,391,31,1.3,371]
[3349,23.5,381,27,0.9,377]
[3350,24,353,19,1.2,376]
[3351,24.1,296,14,0.7,392]
[3352,24,260,14,0.5,392]
[3353,24.3,246,27,1.2,378]
[3354,23.9,144,9,0.9,380]
[3355,23.3,62,0,1.6,382]
[3356,22.6,4,0,2.9,390]
[3357,21.4,0,0,1.5,383]
[3358,20.2,0,0,1.2,378]
[3359,19,0,0,1.2,371]
[3360,17.8,0,0,0.9,364]
[3361,16.5,0,0,0.9,357]
[3362,15.1,0,0,1.6,348]
[3363,14.3,0,0,1.5,343]
[3364,13.7,0,0,2.5,341]
[3365,13.7,2,0,1.9,338]
[3366,14.8,101,440,3.2,337]
[3367,16.5,265,687,2.5,334]
[3368,18.399999999999999,452,830,1.9,335]
[3369,20.2,576,820,2.1,340]
[3370,21.9,705,843,2.9,334]
[3371,23.5,823,738,1.5,333]
[3372,23.3,403,59,1.8,360]
[3373,23.3,458,72,1.3,357]
[3374,23.2,427,48,3.5,355]
[3375,23,398,45,3.9,354]
[3376,22.7,370,96,4.7,354]
[3377,22.1,272,57,3.2,355]
[3378,21.2,174,31,2.5,356]
[3379,20.3,95,54,1.3,354]
[3380,19.100000000000001,12,0,0.9,378]
[3381,17.899999999999999,0,0,1.2,373]
[3382,16.600000000000001,0,0,1.5,365]
[3383,15.2,0,0,1.6,356]
[3384,13.9,0,0,2.5,350]
[3385,13.5,0,0,3.5,350]
[3386,13,0,0,3.9,345]
[3387,12.7,0,0,4.7,344]
[3388,12.5,0,0,3.2,344]
[3389,12.4,1,0,4.2,346]
[3390,13,39,0,4.4000000000000004,344]
[3391,13.8,110,7,5.3,340]
[3392,14.8,204,27,4.4000000000000004,332]
[3393,15.8,277,34,5.6,337]
[3394,16.899999999999999,362,38,4.7,335]
[3395,17.8,388,32,6.3,337]
[3396,18.5,425,35,7.4,335]
[3397,19,406,29,7.4,335]
[3398,19.600000000000001,452,81,5,334]
[3399,19.899999999999999,406,70,5.6,335]
[3400,20,329,37,3.5,336]
[3401,19.7,233,21,3.9,336]
[3402,19.3,160,18,3.5,339]
[3403,18.600000000000001,72,0,4.4000000000000004,345]
[3404,17.8,16,0,3.5,345]
[3405,17.100000000000001,0,0,2.5,347]
[3406,16.5,0,0,1.5,347]
[3407,15.9,0,0,1.9,346]
[3408,15.3,0,0,2.1,349]
[3409,14.9,0,0,2.5,354]
[3410,14.5,0,0,2.5,358]
[3411,14.2,0,0,3.9,361]
[3412,13.7,0,0,5,359]
[3413,14.1,1,0,5.6,360]
[3414,14.7,29,0,6,366]
[3415,15.3,84,0,5.3,362]
[3416,15.9,135,0,5.3,363]
[3417,16.7,198,5,6.9,361]
[3418,17.600000000000001,260,11,6.9,362]
[3419,18.3,293,14,6.6,359]
[3420,18.8,291,12,6,362]
[3421,19.2,289,12,5.3,362]
[3422,19.5,291,13,5.3,374]
[3423,19.7,265,12,3.2,365]
[3424,19.8,232,8,4.2,358]
[3425,19.7,199,8,3.9,358]
[3426,19.5,137,6,6.9,362]
[3427,19.100000000000001,75,0,5.6,361]
[3428,18.5,20,0,6.6,363]
[3429,18,0,0,6.9,365]
[3430,17,0,0,6.6,364]
[3431,16,0,0,5.6,365]
[3432,14.9,0,0,3.2,362]
[3433,14.1,0,0,4.2,358]
[3434,13.2,0,0,7.6,352]
[3435,12.3,0,0,10.6,349]
[3436,12.5,0,0,7.6,350]
[3437,12.5,1,0,9.8000000000000007,350]
[3438,12.9,36,0,10.6,352]
[3439,13.5,93,0,9.1999999999999993,353]
[3440,14.2,156,4,6.3,353]
[3441,14.9,213,9,6.9,354]
[3442,15.5,259,11,6,348]
[3443,16.100000000000001,286,13,4.7,351]
[3444,16.5,296,13,4.2,350]
[3445,16.8,305,14,2.1,350]
[3446,17.100000000000001,293,13,3.7,348]
[3447,17.3,284,15,2.9,342]
[3448,17.2,235,9,2.9,357]
[3449,17.2,185,6,3.2,346]
[3450,16.8,127,0,3.9,359]
[3451,16.2,72,0,3.7,360]
[3452,15.9,22,0,2.5,353]
[3453,15.4,0,0,2.5,349]
[3454,14.1,0,0,1.3,346]
[3455,12.9,0,0,0.9,340]
[3456,11.6,0,0,0.9,331]
[3457,10.7,0,0,1.2,329]
[3458,9.6999999999999993,0,0,0.5,321]
[3459,9.1999999999999993,0,0,0.8,317]
[3460,8.6999999999999993,0,0,0.7,313]
[3461,8.6999999999999993,3,0,0.3,312]
[3462,9.9,93,327,0.5,316]
[3463,11.5,224,475,0.5,314]
[3464,13.2,359,484,0.4,318]
[3465,15,501,530,1.6,319]
[3466,16.8,623,546,1.8,314]
[3467,18.399999999999999,724,604,1.3,318]
[3468,19.8,766,565,1.2,319]
[3469,20.9,795,597,1.3,320]
[3470,21.7,757,589,3.2,324]
[3471,22.1,697,634,3.5,326]
[3472,22.3,600,618,5,329]
[3473,22.1,495,736,3.9,326]
[3474,21.4,342,706,3.7,332]
[3475,20.2,184,573,3.2,336]
[3476,18.8,52,283,1.6,337]
[3477,17.399999999999999,0,0,1.1000000000000001,340]
[3478,16.399999999999999,0,0,0.6,339]
[3479,15.4,0,0,0.9,338]
[3480,14.5,0,0,1.1000000000000001,337]
[3481,14.3,0,0,1.9,336]
[3482,14.1,0,0,1.6,334]
[3483,14,0,0,2.5,335]
[3484,13.9,0,0,1.3,337]
[3485,14,1,0,0.6,335]
[3486,15.1,100,375,0.7,344]
[3487,16.600000000000001,264,663,0.6,341]
[3488,18.600000000000001,475,747,1.1000000000000001,337]
[3489,19.899999999999999,501,492,1.3,344]
[3490,21,568,371,2.5,342]
[3491,21.9,612,299,2.7,347]
[3492,22.1,438,46,3.2,357]
[3493,22.3,437,43,3.7,354]
[3494,21.6,193,7,5,368]
[3495,20.5,63,0,3.5,388]
[3496,19.8,54,0,5,390]
[3497,19,42,0,5.6,373]
[3498,18.5,66,0,4.7,361]
[3499,17.899999999999999,31,0,3.5,363]
[3500,17.3,4,0,3.5,363]
[3501,16.8,0,0,2.7,362]
[3502,16.8,0,0,2.1,361]
[3503,16.7,0,0,1.5,359]
[3504,16.7,0,0,3.2,357]
[3505,16.399999999999999,0,0,2.7,364]
[3506,16.399999999999999,0,0,1.9,366]
[3507,16.399999999999999,0,0,1.8,366]
[3508,16.3,0,0,1.8,365]
[3509,16.5,3,0,2.7,365]
[3510,16.899999999999999,37,0,2.9,364]
[3511,17.399999999999999,68,0,3.2,368]
[3512,17.7,92,0,3.2,360]
[3513,19,285,72,2.7,350]
[3514,20.5,441,127,3.2,340]
[3515,21.8,523,175,2.9,342]
[3516,22.7,456,75,2.5,347]
[3517,23.3,438,42,3.9,352]
[3518,22.8,138,0,4.4000000000000004,368]
[3519,22.7,236,6,5,364]
[3520,22.2,86,0,4.2,387]
[3521,21.6,70,0,3.7,398]
[3522,21,105,0,1.5,390]
[3523,20.9,78,0,0.9,383]
[3524,20.6,33,38,1.3,379]
[3525,20.100000000000001,0,0,1.8,374]
[3526,19,0,0,1.9,366]
[3527,18,0,0,1.5,360]
[3528,16.899999999999999,0,0,0.9,358]
[3529,15.6,0,0,1.9,350]
[3530,14.4,0,0,1.5,345]
[3531,13.7,0,0,0.8,340]
[3532,13.3,0,0,0.6,336]
[3533,13.3,4,0,0.9,335]
[3534,14.6,107,437,2.1,342]
[3535,16.3,263,681,3.7,337]
[3536,18.3,437,826,1.9,337]
[3537,20.3,604,892,1.9,339]
[3538,22.2,744,916,1.6,336]
[3539,23.9,848,924,2.2000000000000002,337]
[3540,25.4,910,930,1.9,338]
[3541,26.6,928,938,1.2,340]
[3542,27.5,889,927,0.8,340]
[3543,28,811,926,1.3,341]
[3544,28.2,687,905,1.2,341]
[3545,27.9,534,865,1.3,341]
[3546,27.2,364,781,0.5,344]
[3547,26.1,194,615,0.2,343]
[3548,24.7,57,294,0.1,351]
[3549,23.4,0,0,0,348]
[3550,21,0,0,0,347]
[3551,18.600000000000001,0,0,0,338]
[3552,16.3,0,0,0.2,329]
[3553,14.1,0,0,0.6,326]
[3554,11.7,0,0,0.3,321]
[3555,10.4,0,0,0.3,318]
[3556,9.5,0,0,0.4,315]
[3557,9.4,4,0,0.5,314]
[3558,10.7,109,444,0.4,319]
[3559,12.3,264,682,0.8,317]
[3560,14.2,437,821,0.6,314]
[3561,16.2,605,889,1.5,314]
[3562,18,745,915,1.6,312]
[3563,19.7,853,931,2.1,309]
[3564,21.1,912,931,1.8,310]
[3565,22.3,930,938,2.1,309]
[3566,23,896,936,1.6,313]
[3567,23.4,817,935,2.5,314]
[3568,23.5,694,915,2.7,319]
[3569,23.1,540,875,4.4000000000000004,320]
[3570,22.2,369,793,3.2,320]
[3571,20.8,199,632,2.2000000000000002,320]
[3572,19.3,61,316,1.3,327]
[3573,17.7,0,0,1.5,326]
[3574,15.7,0,0,2.9,330]
[3575,13.7,0,0,1.8,325]
[3576,11.7,0,0,2.9,319]
[3577,10.8,0,0,1.9,318]
[3578,9.9,0,0,1.2,316]
[3579,9.4,0,0,1.9,317]
[3580,9.1,0,0,1.9,319]
[3581,9.1,1,0,0.7,317]
[3582,9.9,60,32,0.7,320]
[3583,10.6,114,9,0.9,326]
[3584,11.8,218,31,1.1000000000000001,327]
[3585,12.9,302,42,0.9,330]
[3586,14.4,466,169,0.6,322]
[3587,15.6,475,117,0.9,329]
[3588,17,628,262,1.1000000000000001,326]
[3589,18.2,680,308,1.9,322]
[3590,19.7,846,729,2.2000000000000002,314]
[3591,20.7,805,869,2.7,315]
[3592,21.4,691,865,3.7,319]
[3593,21.4,500,677,2.5,323]
[3594,21.1,362,636,2.1,324]
[3595,20.2,170,376,0.4,329]
[3596,18.899999999999999,38,55,0.1,342]
[3597,17.7,0,0,0.2,337]
[3598,16.7,0,0,0.6,343]
[3599,15.6,0,0,0.8,342]
[3600,14.6,0,0,3.5,338]
[3601,13.9,0,0,3.5,329]
[3602,13.1,0,0,3.9,326]
[3603,12.7,0,0,5,326]
[3604,12.5,0,0,4.7,328]
[3605,12.4,1,0,3.5,332]
[3606,13,48,0,5.3,332]
[3607,13.8,117,7,7.4,329]
[3608,14.6,184,15,6.6,343]
[3609,15.6,261,21,4.4000000000000004,332]
[3610,16.3,298,16,5,331]
[3611,16.899999999999999,313,14,4.4000000000000004,330]
[3612,17.5,358,17,2.5,329]
[3613,18,381,25,2.7,325]
[3614,18.399999999999999,359,23,2.5,330]
[3615,18.600000000000001,337,21,3.5,331]
[3616,18.600000000000001,269,14,3.9,333]
[3617,18.5,228,15,5.6,327]
[3618,18.2,166,20,5,327]
[3619,17.7,95,10,5,329]
[3620,17,26,0,4.2,335]
[3621,16.3,0,0,4.4000000000000004,334]
[3622,15.1,0,0,3.9,346]
[3623,13.7,0,0,5.6,347]
[3624,12.7,0,0,6,341]
[3625,11.8,0,0,5.6,333]
[3626,10.9,0,0,4.3,330]
[3627,10.5,0,0,5.3,328]
[3628,10.1,0,0,5.6,326]
[3629,10.1,1,0,4.5999999999999996,325]
[3630,11.1,79,93,4.3,331]
[3631,12.4,182,138,4.5999999999999996,334]
[3632,13.4,253,84,2.2000000000000002,339]
[3633,14.3,295,49,2,344]
[3634,14.7,259,13,2.2000000000000002,348]
[3635,15.6,414,80,2.6,348]
[3636,15.3,154,3,1.6,358]
[3637,14.5,80,0,1.6,369]
[3638,15.7,502,128,2.6,341]
[3639,16.7,644,430,2,324]
[3640,17.2,507,295,1.8,326]
[3641,17.600000000000001,489,582,2.4,322]
[3642,17.399999999999999,269,239,2.2000000000000002,330]
[3643,16.7,76,0,2.9,346]
[3644,15.8,23,0,4.9000000000000004,350]
[3645,15,0,0,3.8,347]
[3646,14,0,0,3.3,346]
[3647,12.9,0,0,1.8,341]
[3648,11.8,0,0,0.8,342]
[3649,11.1,0,0,0.6,344]
[3650,10.4,0,0,0.6,339]
[3651,10.1,0,0,1.8,334]
[3652,9.8000000000000007,0,0,1.5,330]
[3653,9.8000000000000007,4,0,1.5,331]
[3654,11.1,109,233,2.2000000000000002,308]
[3655,12.8,277,674,2.9,301]
[3656,14.7,445,805,1.5,297]
[3657,16.899999999999999,670,896,0.9,290]
[3658,18.899999999999999,797,953,1.3,294]
[3659,20.7,912,803,1.8,297]
[3660,20.6,446,80,2.9,323]
[3661,20.2,371,20,2.4,328]
[3662,19.7,353,22,1.5,328]
[3663,19.2,312,19,2.6,326]
[3664,18.600000000000001,270,14,1.6,329]
[3665,18,252,24,2.2000000000000002,327]
[3666,17.3,186,40,1.5,328]
[3667,16.399999999999999,67,0,1.3,337]
[3668,15.4,16,0,2.6,341]
[3669,14.5,0,0,4.5999999999999996,341]
[3670,13.9,0,0,4.0999999999999996,349]
[3671,13.3,0,0,4.9000000000000004,348]
[3672,12.6,0,0,4.3,346]
[3673,12.3,0,0,5.3,347]
[3674,11.9,0,0,5.3,348]
[3675,11.4,0,0,4.0999999999999996,346]
[3676,11.7,0,0,3.1,344]
[3677,11.8,1,0,3.3,348]
[3678,12.3,40,0,4.0999999999999996,345]
[3679,13,89,0,3.1,344]
[3680,13.7,136,0,5.3,344]
[3681,14.5,199,5,3.6,347]
[3682,15.3,272,11,3.6,349]
[3683,16.100000000000001,313,17,4.0999999999999996,337]
[3684,16.899999999999999,364,18,4.9000000000000004,331]
[3685,17.399999999999999,338,14,3.8,331]
[3686,17.7,300,11,2.4,331]
[3687,17.8,266,11,1.6,335]
[3688,17.8,223,7,1.8,335]
[3689,17.7,185,4,2,332]
[3690,17.399999999999999,139,3,2.6,330]
[3691,17,82,0,4.5999999999999996,330]
[3692,16.5,23,0,5.6,332]
[3693,15.9,0,0,5.9,330]
[3694,14.4,0,0,4.5999999999999996,330]
[3695,12.8,0,0,4.3,325]
[3696,11.3,0,0,3.1,324]
[3697,9.9,0,0,3.3,330]
[3698,8.4,0,0,2,329]
[3699,7.7,0,0,1.2,327]
[3700,7.1,0,0,1.3,316]
[3701,7.2,3,0,3.6,316]
[3702,8,92,115,4.9000000000000004,298]
[3703,9.6,283,550,6.2,285]
[3704,10.8,369,392,3.8,287]
[3705,12.6,632,730,4.3,279]
[3706,13.8,641,530,2.9,285]
[3707,14.6,640,336,2.9,288]
[3708,14.9,521,122,2.9,298]
[3709,15.6,709,348,3.6,291]
[3710,15.9,617,284,4.0999999999999996,296]
[3711,15,178,5,5.6,321]
[3712,13.8,53,0,6.2,323]
[3713,13.2,180,6,5.9,308]
[3714,12.3,28,0,6.8,317]
[3715,11.4,16,0,8.3000000000000007,316]
[3716,10.6,5,0,7.9,328]
[3717,10,0,0,5.9,334]
[3718,9.1,0,0,4.3,328]
[3719,8.3000000000000007,0,0,3.6,323]
[3720,7.4,0,0,4.9000000000000004,317]
[3721,6.9,0,0,3.8,316]
[3722,6.3,0,0,1.5,312]
[3723,5.9,0,0,2.9,309]
[3724,5.7,0,0,3.8,309]
[3725,5.7,6,0,3.8,309]
[3726,7,100,214,4.9000000000000004,294]
[3727,8.6,238,480,4.5999999999999996,289]
[3728,10.5,393,596,5.9,283]
[3729,12.5,546,660,5.9,284]
[3730,14.4,669,655,6.4,288]
[3731,16.100000000000001,758,631,7.9,297]
[3732,17.5,813,622,7.6,303]
[3733,18.5,794,536,5.6,311]
[3734,19.3,775,595,3.8,313]
[3735,19.7,692,578,4.0999999999999996,312]
[3736,19.7,603,579,1.6,310]
[3737,19.5,484,597,1.3,313]
[3738,18.7,339,558,2.2000000000000002,313]
[3739,17.5,191,492,2.4,316]
[3740,16.100000000000001,66,303,0.8,318]
[3741,14.6,1,0,0.9,320]
[3742,13.3,0,0,0.8,326]
[3743,11.9,0,0,0.9,325]
[3744,10.5,0,0,0.8,322]
[3745,9.8000000000000007,0,0,2.4,319]
[3746,9.1,0,0,2.6,320]
[3747,8.6999999999999993,0,0,1.3,325]
[3748,8.4,0,0,2.6,327]
[3749,8.3000000000000007,2,0,1.8,332]
[3750,9.9,128,312,0.5,307]
[3751,11.8,299,660,0.4,305]
[3752,13.8,473,673,0.9,308]
[3753,14.5,373,164,0.8,328]
[3754,14.9,383,74,1.5,327]
[3755,16.2,643,324,1.8,315]
[3756,16.2,363,37,1.6,330]
[3757,16.7,514,107,1.3,325]
[3758,16.7,398,55,1.5,327]
[3759,15.7,106,0,2.9,340]
[3760,15.9,425,158,3.1,318]
[3761,15.8,317,116,2.9,321]
[3762,14.7,30,0,2.9,342]
[3763,13.8,17,0,3.8,338]
[3764,12.9,6,0,3.1,350]
[3765,12.2,0,0,1.3,347]
[3766,11.1,0,0,2,341]
[3767,9.8000000000000007,0,0,2.4,336]
[3768,8.9,0,0,2.4,333]
[3769,8.3000000000000007,0,0,1.3,334]
[3770,7.6,0,0,1.8,330]
[3771,7.2,0,0,1.2,328]
[3772,7,0,0,0.9,322]
[3773,7,2,0,0.7,324]
[3774,7.9,68,48,0.5,308]
[3775,8.8000000000000007,130,23,0.8,310]
[3776,9,98,0,1.6,320]
[3777,9.8000000000000007,211,9,2.6,313]
[3778,11,360,46,1.3,310]
[3779,12.7,546,196,2.2000000000000002,302]
[3780,14.2,628,247,2.9,303]
[3781,15.5,648,261,3.1,303]
[3782,16.5,675,346,3.3,304]
[3783,17.100000000000001,562,259,2.2000000000000002,307]
[3784,17.2,392,99,3.3,313]
[3785,16.8,286,67,3.3,316]
[3786,16.5,272,223,4.3,311]
[3787,16,194,450,2,305]
[3788,15.1,79,309,1.3,307]
[3789,14.1,3,0,2,305]
[3790,12.7,0,0,2.4,308]
[3791,11.3,0,0,1.8,304]
[3792,10,0,0,2.6,301]
[3793,8.8000000000000007,0,0,1.8,301]
[3794,7.4,0,0,0.8,303]
[3795,6.5,0,0,0.8,305]
[3796,5.8,0,0,0.7,304]
[3797,5.7,7,0,0.5,305]
[3798,6.7,124,288,1.1000000000000001,288]
[3799,7.9,282,725,2.2000000000000002,288]
[3800,9.4,453,843,2.4,285]
[3801,10.8,618,898,2,287]
[3802,12.2,760,927,1.5,286]
[3803,13.4,866,937,2.4,290]
[3804,14.4,924,935,1.6,291]
[3805,15.1,938,934,2.2000000000000002,292]
[3806,15.6,904,930,2,291]
[3807,15.8,827,927,1.2,291]
[3808,15.7,710,915,0.9,290]
[3809,15.2,559,883,0.9,287]
[3810,14.3,389,806,0.6,289]
[3811,13.1,219,649,0.4,289]
[3812,11.7,75,374,0.2,296]
[3813,10.3,1,0,0,293]
[3814,8.4,0,0,0.1,293]
[3815,6.6,0,0,0.2,295]
[3816,4.8,0,0,0.4,295]
[3817,5,0,0,0.5,297]
[3818,4.9000000000000004,0,0,0.6,298]
[3819,4.8,0,0,0.8,296]
[3820,4.7,0,0,0.6,298]
[3821,4.8,7,0,0.9,298]
[3822,6,116,251,1.6,279]
[3823,7.7,269,648,1.3,276]
[3824,9.5,433,765,1.5,271]
[3825,11.4,591,820,2.2000000000000002,273]
[3826,13.2,729,851,2.2000000000000002,275]
[3827,14.8,833,865,0.8,277]
[3828,16.2,892,862,0.6,279]
[3829,17.3,903,854,2.4,281]
[3830,18,873,857,3.8,286]
[3831,18.399999999999999,803,870,2.9,288]
[3832,18.5,688,859,2.9,287]
[3833,18.100000000000001,544,836,3.3,285]
[3834,17.3,377,749,5.3,287]
[3835,16,213,604,3.8,288]
[3836,14.5,74,356,3.6,294]
[3837,13,1,0,3.3,295]
[3838,11.3,0,0,3.6,299]
[3839,9.6,0,0,5.9,297]
[3840,7.9,0,0,4.9000000000000004,295]
[3841,7.3,0,0,3.6,297]
[3842,6.5,0,0,4.9000000000000004,297]
[3843,6.1,0,0,4.9000000000000004,300]
[3844,5.7,0,0,4.9000000000000004,299]
[3845,5.8,8,0,4.0999999999999996,303]
[3846,7.2,115,244,2.9,287]
[3847,8.6999999999999993,245,507,3.3,287]
[3848,10.4,385,507,4.9000000000000004,294]
[3849,12,508,515,5.6,298]
[3850,13.5,604,445,7.6,299]
[3851,15.1,757,581,6.8,298]
[3852,16.2,739,466,5.6,301]
[3853,17.2,780,506,5.6,302]
[3854,17.899999999999999,775,554,7.4,302]
[3855,18.3,687,528,5.6,307]
[3856,18.3,566,453,3.6,311]
[3857,17.899999999999999,451,434,3.3,315]
[3858,17.2,316,414,1.3,319]
[3859,16,175,339,2,323]
[3860,14.7,59,167,4.0999999999999996,326]
[3861,13.3,1,0,3.8,324]
[3862,12.2,0,0,3.6,329]
[3863,11.1,0,0,4.3,327]
[3864,10,0,0,4.3,326]
[3865,9.8000000000000007,0,0,2.9,326]
[3866,9.5,0,0,1.6,327]
[3867,9.3000000000000007,0,0,1.5,330]
[3868,9.1999999999999993,0,0,1.1000000000000001,331]
[3869,9.3000000000000007,6,0,0.9,334]
[3870,10.3,82,147,0.9,326]
[3871,12.3,265,463,0.4,317]
[3872,14.8,485,680,0.7,314]
[3873,16.100000000000001,461,326,2,326]
[3874,17.7,616,431,1.8,325]
[3875,18.100000000000001,428,89,0.8,340]
[3876,18.7,527,125,1.1000000000000001,336]
[3877,18.8,410,31,2.4,347]
[3878,18.2,247,6,2.4,357]
[3879,18.100000000000001,355,29,2.2000000000000002,349]
[3880,18,349,40,1.2,347]
[3881,17.5,234,15,0.6,352]
[3882,16.8,202,52,1.1000000000000001,353]
[3883,16.100000000000001,102,15,2.4,351]
[3884,15.2,25,0,3.6,359]
[3885,14.3,0,0,2.9,353]
[3886,13.5,0,0,4.3,353]
[3887,12.7,0,0,4.0999999999999996,349]
[3888,11.9,0,0,4.3,347]
[3889,11.7,0,0,2.4,343]
[3890,11.3,0,0,2.4,341]
[3891,11.2,0,0,2.9,339]
[3892,11.1,0,0,1.1000000000000001,339]
[3893,11.4,12,0,0.9,340]
[3894,12.9,134,328,1.1000000000000001,329]
[3895,14.9,304,682,0.8,331]
[3896,17.100000000000001,488,813,0.9,332]
[3897,19.3,653,895,2.9,337]
[3898,21,717,722,2,337]
[3899,22,640,293,1.1000000000000001,347]
[3900,20.100000000000001,92,0,0.5,378]
[3901,19.2,196,4,0.7,371]
[3902,19.100000000000001,355,21,1.1000000000000001,362]
[3903,19.3,413,53,1.1000000000000001,357]
[3904,19.7,477,237,0.8,349]
[3905,19.2,238,31,0.8,361]
[3906,18.8,236,122,0.5,354]
[3907,18.100000000000001,139,129,0.3,355]
[3908,17.399999999999999,86,245,0.1,341]
[3909,16.5,2,0,0.1,343]
[3910,15.7,0,0,0.1,343]
[3911,14.9,0,0,0.1,345]
[3912,14.1,0,0,0.1,345]
[3913,13.4,0,0,0.1,346]
[3914,12.7,0,0,0.2,347]
[3915,12.2,0,0,0.7,348]
[3916,11.9,0,0,1.1000000000000001,349]
[3917,12,7,0,0.3,352]
[3918,13.4,105,224,0.3,338]
[3919,15.2,245,500,0.2,335]
[3920,17.100000000000001,393,546,0.1,338]
[3921,19.100000000000001,545,645,0.3,339]
[3922,21,659,602,0.6,334]
[3923,22.7,749,627,1.6,334]
[3924,24.2,813,609,1.2,340]
[3925,25.4,825,600,1.1000000000000001,343]
[3926,26.2,803,624,0.7,341]
[3927,26.7,740,655,2.4,344]
[3928,26.8,617,610,1.2,347]
[3929,26.6,496,630,1.1000000000000001,350]
[3930,25.8,354,603,0.7,350]
[3931,24.6,193,438,1.2,353]
[3932,23.2,70,260,1.6,354]
[3933,21.7,2,0,1.5,352]
[3934,19.899999999999999,0,0,2.2000000000000002,358]
[3935,18.100000000000001,0,0,2.9,355]
[3936,16.3,0,0,4.5999999999999996,352]
[3937,15.1,0,0,4.3,353]
[3938,13.8,0,0,2,351]
[3939,13.1,0,0,0.8,352]
[3940,12.6,0,0,0.6,348]
[3941,12.6,4,0,0.4,351]
[3942,13.3,67,35,0.6,336]
[3943,14.5,171,94,2,330]
[3944,15.6,258,80,2.2000000000000002,331]
[3945,16.600000000000001,343,103,2.6,346]
[3946,17.899999999999999,446,111,3.1,333]
[3947,18.899999999999999,508,125,2.9,334]
[3948,19.7,529,109,1.8,336]
[3949,20.399999999999999,551,134,2.4,331]
[3950,20.8,477,87,4.5999999999999996,334]
[3951,20.9,445,96,4.0999999999999996,337]
[3952,21,405,110,3.6,335]
[3953,20.9,341,125,4.3,337]
[3954,20.399999999999999,240,99,2.9,340]
[3955,19.7,133,76,2.9,342]
[3956,18.8,49,38,3.1,343]
[3957,17.8,1,0,3.8,341]
[3958,16,0,0,3.3,342]
[3959,14.2,0,0,3.1,337]
[3960,12.4,0,0,1.5,329]
[3961,11.2,0,0,3.3,329]
[3962,9.9,0,0,3.8,326]
[3963,9.1,0,0,4.9000000000000004,325]
[3964,8.6,0,0,5.9,324]
[3965,8.6999999999999993,8,0,4.9000000000000004,326]
[3966,10.199999999999999,124,284,3.8,304]
[3967,12.2,282,715,4.0999999999999996,301]
[3968,14.3,453,838,4.3,302]
[3969,16.399999999999999,619,897,4.5999999999999996,302]
[3970,18.5,762,927,2.6,299]
[3971,20.399999999999999,869,939,3.3,301]
[3972,22,929,939,2.4,303]
[3973,23.3,942,935,4.5999999999999996,308]
[3974,24.1,911,933,5.3,312]
[3975,24.6,831,922,6.6,316]
[3976,24.7,709,898,6.6,318]
[3977,24.4,557,856,7.4,321]
[3978,23.4,388,757,9.9,326]
[3979,22.1,218,605,9.9,327]
[3980,20.399999999999999,77,330,7.1,336]
[3981,18.7,1,0,4.9000000000000004,335]
[3982,17.100000000000001,0,0,6.4,342]
[3983,15.5,0,0,5.3,341]
[3984,13.9,0,0,4.9000000000000004,339]
[3985,13.2,0,0,4.0999999999999996,335]
[3986,12.5,0,0,2.4,336]
[3987,12.1,0,0,1.2,341]
[3988,11.8,0,0,0.6,348]
[3989,11.9,4,0,0.9,347]
[3990,12.5,55,0,1.3,343]
[3991,13.4,126,11,1.5,341]
[3992,14.3,210,24,2.6,341]
[3993,15.4,302,38,2.9,340]
[3994,16.3,356,32,2.6,341]
[3995,17.3,446,83,2.6,338]
[3996,18.2,476,71,3.1,337]
[3997,18.8,478,67,2.9,338]
[3998,19.2,445,49,2.2000000000000002,354]
[3999,19.5,396,45,1.6,344]
[4000,19.5,328,28,2.2000000000000002,343]
[4001,19.2,227,14,1.3,360]
[4002,18.7,154,6,1.2,346]
[4003,17.899999999999999,79,0,0.5,362]
[4004,17.100000000000001,17,0,1.2,372]
[4005,16.100000000000001,1,0,0.5,368]
[4006,15,0,0,0.7,361]
[4007,13.4,0,0,0.8,352]
[4008,11.9,0,0,1.1000000000000001,343]
[4009,10.7,0,0,0.6,340]
[4010,9.3000000000000007,0,0,0.1,335]
[4011,8.5,0,0,0.1,330]
[4012,8,0,0,0.3,327]
[4013,8,7,0,0.2,327]
[4014,9.4,113,227,0.2,310]
[4015,11.1,257,564,0.3,309]
[4016,13,416,684,0.2,306]
[4017,15,570,739,0.3,313]
[4018,16.899999999999999,702,757,0.4,310]
[4019,18.600000000000001,803,769,0.8,312]
[4020,20.100000000000001,863,770,1.8,314]
[4021,21.2,874,752,1.2,314]
[4022,22.1,849,770,1.1000000000000001,318]
[4023,22.5,778,775,1.3,320]
[4024,22.6,676,796,1.6,326]
[4025,22.3,534,769,1.8,324]
[4026,21.5,379,719,2.4,325]
[4027,20.3,217,576,2.6,329]
[4028,18.7,81,365,2,335]
[4029,17.2,2,0,3.3,333]
[4030,16.2,0,0,3.6,337]
[4031,15.2,0,0,5.6,339]
[4032,14.2,0,0,4.9000000000000004,345]
[4033,14.3,0,0,5.6,349]
[4034,14.2,0,0,4.0999999999999996,351]
[4035,14.2,0,0,3.8,355]
[4036,14.2,0,0,2.2000000000000002,357]
[4037,14.2,2,0,2.9,364]
[4038,14.5,19,0,2.9,366]
[4039,14.6,22,0,3.6,370]
[4040,15.4,126,0,3.1,360]
[4041,16.899999999999999,293,46,3.8,352]
[4042,18.600000000000001,423,109,4.0999999999999996,347]
[4043,19.7,403,36,3.8,353]
[4044,21,505,101,5.3,348]
[4045,21.9,514,90,3.8,350]
[4046,22.6,466,81,3.8,353]
[4047,23.2,508,167,5.9,355]
[4048,23.7,500,261,6.6,354]
[4049,23.7,326,123,5.9,358]
[4050,23.2,185,21,4.9000000000000004,369]
[4051,22.5,116,31,4.3,369]
[4052,21.6,25,0,4.3,380]
[4053,20.7,2,0,3.6,390]
[4054,21.1,0,0,4.9000000000000004,393]
[4055,21.4,0,0,3.8,399]
[4056,22.1,0,0,4.9000000000000004,402]
[4057,21.9,0,0,5.3,402]
[4058,22.4,0,0,4.5999999999999996,404]
[4059,22.4,0,0,6.2,404]
[4060,22.5,0,0,4.9000000000000004,405]
[4061,22.6,4,0,3.3,406]
[4062,23.1,41,0,3.3,400]
[4063,23.8,93,0,2.6,399]
[4064,24.4,118,0,3.1,399]
[4065,24.7,120,0,2.2000000000000002,405]
[4066,25.2,169,2,2,404]
[4067,25.7,193,1,2,398]
[4068,26,204,1,3.1,406]
[4069,26.3,196,1,2.4,401]
[4070,26.6,200,1,1.1000000000000001,399]
[4071,26.6,158,0,1.5,409]
[4072,26.5,149,0,2.4,408]
[4073,26.1,125,0,2.9,407]
[4074,25.3,82,0,4.5999999999999996,406]
[4075,25.9,28,0,3.6,413]
[4076,25.6,12,0,2.6,413]
[4077,25.1,1,0,2.4,412]
[4078,24.3,0,0,2,411]
[4079,23.7,0,0,2.9,410]
[4080,23.1,0,0,2,409]
[4081,22.6,0,0,2.2000000000000002,408]
[4082,21.9,0,0,2.2000000000000002,407]
[4083,21.1,0,0,0.9,406]
[4084,21.3,0,0,1.3,406]
[4085,21.2,2,0,3.3,406]
[4086,21.8,34,0,2,399]
[4087,22.4,81,0,2.2000000000000002,398]
[4088,23,135,0,1.6,397]
[4089,23.5,172,2,1.8,398]
[4090,24.1,218,7,0.7,398]
[4091,24.7,261,10,1.6,394]
[4092,25.2,297,13,2.9,397]
[4093,25.6,293,12,2,396]
[4094,25.9,283,12,2.2000000000000002,395]
[4095,26.1,259,10,1.6,397]
[4096,26.1,225,7,2.2000000000000002,397]
[4097,26.1,176,3,1.1000000000000001,395]
[4098,25.8,125,0,0.8,397]
[4099,25.4,67,0,1.1000000000000001,399]
[4100,25,26,0,2.6,399]
[4101,24.5,1,0,3.8,395]
[4102,23.2,0,0,4.5999999999999996,393]
[4103,22,0,0,6.4,388]
[4104,20.8,0,0,6.8,384]
[4105,19.8,0,0,5.9,381]
[4106,18.7,0,0,4.9000000000000004,377]
[4107,18.100000000000001,0,0,3.8,374]
[4108,17.7,0,0,1.6,372]
[4109,17.8,8,0,1.3,374]
[4110,19.100000000000001,115,243,2,356]
[4111,20.7,254,537,0.9,356]
[4112,22.1,363,393,1.8,362]
[4113,24.2,609,750,2.9,358]
[4114,26,699,701,3.3,355]
[4115,27.5,767,548,3.1,361]
[4116,27.7,499,109,2.2000000000000002,381]
[4117,27.6,421,30,1.6,387]
[4118,27.2,337,15,1.5,393]
[4119,26.7,299,15,0.5,393]
[4120,26.6,418,129,0.9,381]
[4121,26.2,304,84,1.1000000000000001,379]
[4122,25.5,185,21,0.6,385]
[4123,24.6,101,6,0.6,382]
[4124,23.6,27,0,1.2,388]
[4125,22.6,1,0,3.6,386]
[4126,21,0,0,2.6,385]
[4127,19.5,0,0,0.9,378]
[4128,17.899999999999999,0,0,1.8,372]
[4129,17,0,0,0.5,372]
[4130,15.9,0,0,1.1000000000000001,366]
[4131,15.3,0,0,3.1,364]
[4132,14.8,0,0,2.9,363]
[4133,14.8,6,0,3.3,361]
[4134,16.2,104,223,3.1,343]
[4135,17.899999999999999,235,408,2.6,340]
[4136,19.8,382,502,5.3,344]
[4137,21.8,524,570,3.8,346]
[4138,23.8,646,570,2,341]
[4139,25.5,732,586,1.8,343]
[4140,26.9,794,584,2.4,346]
[4141,28.1,802,564,3.6,348]
[4142,28.9,774,569,3.3,351]
[4143,29.3,691,521,2.2000000000000002,356]
[4144,29.3,584,496,2.9,359]
[4145,28.8,451,429,2.6,364]
[4146,27.8,314,392,2.4,363]
[4147,26.5,176,292,2.2000000000000002,370]
[4148,24.9,64,136,0.5,375]
[4149,23.3,1,0,0.5,374]
[4150,21.6,0,0,0.4,375]
[4151,19.899999999999999,0,0,1.3,369]
[4152,18.2,0,0,1.3,370]
[4153,17.7,0,0,0.4,368]
[4154,17.2,0,0,0.2,371]
[4155,17,0,0,0.1,372]
[4156,16.8,0,0,0.2,375]
[4157,16.5,2,0,0.1,383]
[4158,17.100000000000001,25,0,0.3,379]
[4159,17.5,50,0,0.8,375]
[4160,18.2,138,0,0.5,371]
[4161,19.600000000000001,274,26,0.4,371]
[4162,20.9,360,34,0.3,376]
[4163,22.3,457,95,0.2,362]
[4164,22.8,318,15,0,372]
[4165,23.5,414,32,0.1,371]
[4166,24.4,548,155,0.2,361]
[4167,25,471,122,0.3,366]
[4168,25.1,345,47,0.4,372]
[4169,25.4,413,288,0.5,363]
[4170,25.4,304,347,0.5,362]
[4171,24.9,168,205,0.9,366]
[4172,24.3,90,245,0.8,358]
[4173,23.4,4,0,1.2,358]
[4174,22,0,0,1.2,362]
[4175,20.5,0,0,0.6,362]
[4176,19,0,0,0.7,362]
[4177,17.8,0,0,0.9,364]
[4178,16.399999999999999,0,0,2.2000000000000002,360]
[4179,15.6,0,0,2.4,361]
[4180,15.1,0,0,2.2000000000000002,368]
[4181,15,2,0,1.3,371]
[4182,16,86,149,1.5,348]
[4183,17.3,199,176,2.2000000000000002,349]
[4184,19,369,422,1.8,345]
[4185,20.5,456,320,1.8,353]
[4186,22.5,685,633,1.8,341]
[4187,23.9,689,439,1.6,351]
[4188,23.9,399,51,0.7,372]
[4189,24.4,564,151,2.2000000000000002,358]
[4190,24.7,565,170,1.5,355]
[4191,24.8,486,139,3.3,359]
[4192,24.8,474,210,2.4,356]
[4193,24.8,437,353,1.8,352]
[4194,24,231,100,1.1000000000000001,359]
[4195,23.1,158,133,0.5,355]
[4196,22,55,46,0.3,362]
[4197,20.9,2,0,0.6,357]
[4198,19.8,0,0,0.5,358]
[4199,18.7,0,0,0.9,361]
[4200,17.600000000000001,0,0,0.5,359]
[4201,17.399999999999999,0,0,1.3,359]
[4202,17.100000000000001,0,0,1.6,364]
[4203,17,0,0,2,364]
[4204,16.899999999999999,0,0,1.6,365]
[4205,17,5,0,1.3,365]
[4206,17.8,61,69,1.1000000000000001,355]
[4207,18.8,141,26,1.6,351]
[4208,19.8,209,24,1.6,353]
[4209,21,305,41,2.2000000000000002,352]
[4210,22.2,387,73,1.8,349]
[4211,23.5,485,123,1.3,347]
[4212,24.4,480,84,1.2,348]
[4213,25.1,494,76,1.1000000000000001,352]
[4214,25.6,471,72,0.4,353]
[4215,26,443,93,1.5,353]
[4216,26,353,40,1.6,356]
[4217,26,309,89,2.9,354]
[4218,25.5,200,30,1.6,357]
[4219,24.8,108,12,1.1000000000000001,361]
[4220,23.9,36,0,0.3,366]
[4221,23,1,0,0.4,366]
[4222,21.9,0,0,0.5,366]
[4223,20.6,0,0,0.5,379]
[4224,19.600000000000001,0,0,0.3,388]
[4225,18.7,0,0,0.4,380]
[4226,17.7,0,0,0.9,376]
[4227,17.2,0,0,1.2,374]
[4228,16.8,0,0,1.8,376]
[4229,16.8,2,0,2,374]
[4230,17,28,0,1.2,372]
[4231,16.899999999999999,64,0,1.3,370]
[4232,18,110,0,0.8,372]
[4233,18.5,158,0,1.2,374]
[4234,19,195,5,1.2,376]
[4235,19.399999999999999,229,1,1.1000000000000001,377]
[4236,19.7,235,1,1.3,380]
[4237,20,237,1,2,367]
[4238,20.100000000000001,232,1,2.9,363]
[4239,20.2,198,1,2,365]
[4240,20.2,176,3,1.8,366]
[4241,20.100000000000001,129,0,2,368]
[4242,19.899999999999999,93,0,1.2,363]
[4243,19.5,54,0,0.4,360]
[4244,19.2,22,0,0.4,374]
[4245,18.8,1,0,1.2,380]
[4246,17.600000000000001,0,0,2,373]
[4247,16.3,0,0,2.6,365]
[4248,15.1,0,0,1.3,358]
[4249,14.1,0,0,0.9,352]
[4250,12.9,0,0,0.4,346]
[4251,12.3,0,0,0.7,343]
[4252,11.9,0,0,1.2,345]
[4253,11.9,5,0,1.1000000000000001,345]
[4254,13,85,147,0.3,323]
[4255,14.3,198,268,0.2,321]
[4256,15.9,327,305,0.2,322]
[4257,17.399999999999999,440,303,0.3,325]
[4258,18.899999999999999,553,324,0.9,325]
[4259,20.3,638,359,2.2000000000000002,320]
[4260,21.5,700,374,2.6,319]
[4261,22.4,695,343,3.3,319]
[4262,23.1,668,336,1.8,323]
[4263,23.4,594,289,0.9,323]
[4264,23.4,488,221,1.3,327]
[4265,23.2,394,207,2,329]
[4266,22.5,273,152,3.6,334]
[4267,21.5,153,119,2.6,341]
[4268,20.3,52,36,1.2,342]
[4269,19.2,1,0,0.4,341]
[4270,17.2,0,0,1.5,342]
[4271,15.2,0,0,1.8,340]
[4272,13.3,0,0,1.6,338]
[4273,11.9,0,0,1.5,335]
[4274,10.3,0,0,1.5,330]
[4275,9.5,0,0,2,326]
[4276,8.9,0,0,1.3,328]
[4277,9,6,0,1.6,327]
[4278,10.199999999999999,106,180,1.5,309]
[4279,11.9,248,549,2.6,305]
[4280,13.7,404,660,3.8,304]
[4281,15.6,551,689,4.9000000000000004,306]
[4282,17.3,668,660,7.1,304]
[4283,18.899999999999999,760,639,5.9,306]
[4284,20.2,812,614,4.9000000000000004,309]
[4285,21.3,826,603,3.3,312]
[4286,22,794,618,2.9,315]
[4287,22.4,730,609,4.0999999999999996,316]
[4288,22.5,623,593,7.1,316]
[4289,22.1,487,574,6.8,323]
[4290,21.3,340,499,6.8,324]
[4291,20.2,191,381,7.1,326]
[4292,18.7,69,199,8.3000000000000007,332]
[4293,17.3,1,0,7.6,331]
[4294,15.6,0,0,6.4,334]
[4295,13.9,0,0,4.5999999999999996,332]
[4296,12.3,0,0,3.8,332]
[4297,11.5,0,0,4.3,333]
[4298,10.6,0,0,6.6,332]
[4299,10.199999999999999,0,0,3.8,334]
[4300,9.8000000000000007,0,0,4.3,335]
[4301,9.9,3,0,4.0999999999999996,337]
[4302,10.4,49,0,3.3,332]
[4303,11.1,110,3,2.9,331]
[4304,12,202,21,2.2000000000000002,334]
[4305,12.7,277,31,2.2000000000000002,341]
[4306,13.9,332,28,3.6,340]
[4307,14.6,373,26,5.6,341]
[4308,15.4,436,35,6.4,339]
[4309,16.100000000000001,475,66,5.6,336]
[4310,16.600000000000001,459,66,2.6,338]
[4311,16.899999999999999,405,48,2.2000000000000002,341]
[4312,17,342,38,2,342]
[4313,16.8,266,29,1.6,341]
[4314,16.399999999999999,179,17,4.0999999999999996,343]
[4315,15.7,92,0,3.1,346]
[4316,14.9,33,0,1.8,353]
[4317,14.2,1,0,2.6,349]
[4318,13.4,0,0,3.6,349]
[4319,12.9,0,0,1.8,353]
[4320,12.3,0,0,2.6,350]
[4321,12.1,0,0,4.9000000000000004,350]
[4322,11.9,0,0,5.3,347]
[4323,11.8,0,0,3.6,345]
[4324,11.8,0,0,6.8,342]
[4325,11.9,6,0,6.6,342]
[4326,12.2,29,0,7.1,342]
[4327,13.5,167,125,6.2,332]
[4328,16.100000000000001,479,676,4.9000000000000004,314]
[4329,17.600000000000001,462,348,6.2,333]
[4330,19.2,601,458,7.9,328]
[4331,20.2,583,258,9.9,337]
[4332,20.9,547,148,12.3,342]
[4333,21.4,528,128,12.3,344]
[4334,20.100000000000001,79,0,8.9,362]
[4335,19,72,0,8.9,362]
[4336,19.100000000000001,350,81,9.9,339]
[4337,19.3,397,272,8.9,332]
[4338,18.7,145,5,7.4,347]
[4339,17.899999999999999,30,0,8.9,358]
[4340,17.100000000000001,7,0,10.9,372]
[4341,16.399999999999999,1,0,8.9,370]
[4342,16.2,0,0,8.3000000000000007,369]
[4343,16.100000000000001,0,0,7.9,367]
[4344,15.8,0,0,8.3000000000000007,365]
[4345,15.1,0,0,6.2,368]
[4346,15.3,0,0,8.1,369]
[4347,15.5,0,0,8.1,367]
[4348,14.1,0,0,7.5,369]
[4349,15.3,1,0,8.1,372]
[4350,15.8,17,0,5.9,369]
[4351,16.2,41,0,5.2,369]
[4352,16.5,63,0,5.6,369]
[4353,16.8,107,0,4.5999999999999996,368]
[4354,17.3,136,0,4.0999999999999996,371]
[4355,17.600000000000001,143,0,3.6,373]
[4356,17.899999999999999,150,0,4.5999999999999996,375]
[4357,18.100000000000001,152,0,6.6,376]
[4358,18.3,161,0,5.9,376]
[4359,18.3,137,0,4.9000000000000004,377]
[4360,18.2,108,0,4.9000000000000004,381]
[4361,18,78,0,5.9,381]
[4362,18.100000000000001,54,0,5.6,379]
[4363,17.899999999999999,32,0,3.8,378]
[4364,17.600000000000001,13,0,2.2000000000000002,377]
[4365,17.5,1,0,2.6,376]
[4366,16.8,0,0,2.9,374]
[4367,16.2,0,0,2.9,370]
[4368,15.5,0,0,3.8,366]
[4369,14.7,0,0,3.8,361]
[4370,13.9,0,0,4.0999999999999996,356]
[4371,13.4,0,0,6.2,354]
[4372,13.1,0,0,6.2,350]
[4373,13.1,5,0,3.6,349]
[4374,14.3,102,177,4.2,331]
[4375,15.6,214,344,4.2,336]
[4376,17.399999999999999,413,620,4.5999999999999996,319]
[4377,19.399999999999999,580,794,4.0999999999999996,317]
[4378,21.3,732,848,5.2,320]
[4379,23.4,942,847,4.9000000000000004,316]
[4380,24.2,710,390,6.6,333]
[4381,24.6,635,246,5.6,344]
[4382,24.8,612,243,4.4000000000000004,345]
[4383,24.6,445,98,5.2,354]
[4384,24.2,400,101,6.6,352]
[4385,23.5,286,43,5.2,358]
[4386,22.7,239,114,4.2,353]
[4387,21.6,100,7,4.9000000000000004,356]
[4388,20.5,42,2,5.6,356]
[4389,19.399999999999999,1,0,5.9,355]
[4390,18.100000000000001,0,0,5.9,356]
[4391,16.7,0,0,5.2,350]
[4392,15.4,0,0,3.1,345]
[4393,14.6,0,0,2.9,339]
[4394,13.7,0,0,3.8,333]
[4395,13.2,0,0,4.5999999999999996,330]
[4396,12.8,0,0,4.5999999999999996,331]
[4397,12.9,5,0,5.6,330]
[4398,14.1,103,374,4.4000000000000004,330]
[4399,15.9,250,603,3.3,327]
[4400,17.8,411,719,3.1,324]
[4401,19.8,571,787,2,325]
[4402,21.8,707,813,2.2000000000000002,328]
[4403,23.5,807,810,2.4,324]
[4404,25,870,811,1.5,328]
[4405,26.3,892,823,2.9,326]
[4406,27.2,869,835,3.6,323]
[4407,27.7,798,835,2.9,322]
[4408,27.9,686,822,1.5,325]
[4409,27.7,540,776,1.2,327]
[4410,26.9,378,692,0.9,331]
[4411,25.7,217,547,1.5,333]
[4412,24.3,80,329,2.2000000000000002,337]
[4413,22.8,1,0,2,336]
[4414,20.399999999999999,0,0,1,339]
[4415,18,0,0,1.8,335]
[4416,15.6,0,0,1.7,330]
[4417,13.8,0,0,0.9,324]
[4418,11.8,0,0,0.8,321]
[4419,10.7,0,0,0.9,318]
[4420,9.9,0,0,0.6,314]
[4421,9.8000000000000007,5,0,0.2,311]
[4422,10.9,109,438,0.1,313]
[4423,12.4,260,662,0.2,311]
[4424,14.1,430,804,0.4,311]
[4425,15.8,587,848,0.8,308]
[4426,17.399999999999999,728,878,0.6,309]
[4427,18.899999999999999,827,869,0.1,312]
[4428,20.100000000000001,884,856,0,313]
[4429,21.1,899,845,0.1,316]
[4430,21.7,868,834,0.5,316]
[4431,22.1,803,851,0.7,311]
[4432,22.1,685,819,1.2,315]
[4433,21.8,537,768,1,315]
[4434,21,375,677,0.7,320]
[4435,19.8,212,528,0.7,323]
[4436,18.399999999999999,76,276,1,325]
[4437,17,1,0,0.8,321]
[4438,15.1,0,0,1.1000000000000001,323]
[4439,13.1,0,0,1.5,315]
[4440,11.2,0,0,1.8,313]
[4441,10.5,0,0,2,313]
[4442,9.6,0,0,2,310]
[4443,9.1,0,0,2.4,308]
[4444,8.6999999999999993,0,0,2.6,305]
[4445,8.6999999999999993,4,0,4.2,304]
[4446,9.8000000000000007,99,356,2.9,304]
[4447,11.4,240,544,2.2000000000000002,305]
[4448,13.1,398,670,1.8,304]
[4449,14.9,553,728,2.6,302]
[4450,16.7,689,757,1.7,303]
[4451,18.2,785,743,2.2000000000000002,305]
[4452,19.600000000000001,843,730,2.9,308]
[4453,20.7,863,734,2.6,309]
[4454,21.4,838,742,2.6,311]
[4455,21.9,768,741,2.6,313]
[4456,22,661,738,2.4,314]
[4457,21.7,527,730,2.2000000000000002,317]
[4458,21,371,663,1.8,320]
[4459,19.899999999999999,211,512,1.8,320]
[4460,18.5,78,318,1.8,326]
[4461,17.100000000000001,1,0,1.8,322]
[4462,15.4,0,0,2.9,322]
[4463,13.6,0,0,3.1,317]
[4464,11.9,0,0,2.6,315]
[4465,11,0,0,2,313]
[4466,9.9,0,0,1.3,307]
[4467,9.1999999999999993,0,0,2.6,304]
[4468,8.6999999999999993,0,0,1.5,304]
[4469,8.6,4,0,1.8,305]
[4470,9.5,97,290,2.9,308]
[4471,10.7,229,493,1.2,306]
[4472,12.1,385,610,2.4,306]
[4473,13.6,529,643,3.6,304]
[4474,15.1,665,676,5.2,303]
[4475,16.3,756,648,5.9,303]
[4476,17.399999999999999,816,642,6.6,303]
[4477,18.3,837,651,7.2,304]
[4478,18.899999999999999,835,718,7.5,307]
[4479,19.3,779,780,9.8000000000000007,309]
[4480,19.399999999999999,677,797,11.6,309]
[4481,19.100000000000001,538,777,10.9,314]
[4482,18.5,385,735,13,319]
[4483,17.399999999999999,226,622,9.1,323]
[4484,16.100000000000001,85,392,8.1,326]
[4485,14.8,2,0,8.1,328]
[4486,14,0,0,9.8000000000000007,334]
[4487,13.2,0,0,8.5,338]
[4488,12.4,0,0,8.8000000000000007,336]
[4489,12.9,0,0,7.2,337]
[4490,13.5,0,0,6.6,344]
[4491,13.8,0,0,6.6,348]
[4492,14,0,0,7,352]
[4493,14.1,1,0,4.9000000000000004,358]
[4494,14.5,27,0,4.4000000000000004,365]
[4495,15,66,0,3.3,367]
[4496,15.9,130,0,1.5,363]
[4497,16.7,183,3,2.6,368]
[4498,17.399999999999999,209,5,3.3,371]
[4499,17.8,200,1,3.8,375]
[4500,18.3,220,1,3.3,370]
[4501,18.7,231,1,2.6,375]
[4502,18.899999999999999,219,1,1.5,373]
[4503,19.100000000000001,227,2,1.1000000000000001,376]
[4504,19,133,0,2,381]
[4505,18.399999999999999,62,0,2,389]
[4506,18.3,63,0,1.5,384]
[4507,18.2,68,0,1.5,377]
[4508,17.8,33,0,1.1000000000000001,372]
[4509,17.5,2,0,1.1000000000000001,369]
[4510,16.5,0,0,1,367]
[4511,17,0,0,0.3,365]
[4512,16.7,0,0,0.7,363]
[4513,16.5,0,0,0.5,365]
[4514,16.100000000000001,0,0,0.5,363]
[4515,15.9,0,0,0.6,363]
[4516,15.7,0,0,0.6,366]
[4517,15.7,1,0,1,364]
[4518,16.100000000000001,40,0,1.1000000000000001,362]
[4519,16.899999999999999,94,0,1.5,364]
[4520,17.5,144,1,1.7,362]
[4521,18.2,213,9,1.8,367]
[4522,18.5,263,12,1.8,372]
[4523,19.600000000000001,329,17,2.2000000000000002,373]
[4524,20.3,329,17,3.6,379]
[4525,20.8,343,18,2,381]
[4526,21.1,319,16,1.8,384]
[4527,21.3,308,18,1.2,373]
[4528,21.4,269,12,2.6,374]
[4529,21.4,234,17,1.3,374]
[4530,21.2,176,16,1.2,376]
[4531,20.8,97,4,1.2,379]
[4532,20.2,40,1,3.1,377]
[4533,19.600000000000001,1,0,3.8,372]
[4534,19.2,0,0,4.5999999999999996,372]
[4535,18.7,0,0,3.6,372]
[4536,18.3,0,0,4.4000000000000004,368]
[4537,18.2,0,0,4.9000000000000004,371]
[4538,18,0,0,5.2,370]
[4539,17.899999999999999,0,0,4.9000000000000004,368]
[4540,17.8,0,0,6.2,367]
[4541,17.899999999999999,3,0,3.8,366]
[4542,18.899999999999999,78,162,2.6,368]
[4543,20.3,193,276,2.9,366]
[4544,21.9,321,327,2.2000000000000002,365]
[4545,23.6,444,346,3.1,363]
[4546,25.2,547,336,4.5999999999999996,362]
[4547,26.7,629,360,5.2,366]
[4548,27.9,682,362,4.4000000000000004,368]
[4549,29,702,371,4.5999999999999996,370]
[4550,29.7,667,345,5.6,370]
[4551,30.1,602,328,5.6,373]
[4552,30.3,523,318,6.6,374]
[4553,30.1,409,303,7,376]
[4554,29.5,288,282,7.5,377]
[4555,28.6,161,133,7,380]
[4556,27.4,58,82,4.4000000000000004,383]
[4557,26.2,1,0,3.1,384]
[4558,24.8,0,0,0.8,385]
[4559,23.3,0,0,0.9,383]
[4560,21.8,0,0,1.5,382]
[4561,20.6,0,0,1.2,380]
[4562,19.3,0,0,0.9,376]
[4563,18.7,0,0,1.5,374]
[4564,18.100000000000001,0,0,2.4,374]
[4565,17.8,1,0,2.9,374]
[4566,18.600000000000001,40,0,3.6,379]
[4567,19.100000000000001,92,0,4.0999999999999996,377]
[4568,19.600000000000001,151,3,2.9,379]
[4569,20.100000000000001,213,10,3.1,380]
[4570,20.8,281,15,2.6,381]
[4571,21.4,330,21,2.6,372]
[4572,22,362,23,1.7,372]
[4573,22.3,358,20,3.8,370]
[4574,22.6,339,19,4.4000000000000004,371]
[4575,22.7,300,16,3.3,372]
[4576,22.7,258,12,2.9,372]
[4577,22.6,197,7,3.6,372]
[4578,22.3,137,1,3.6,372]
[4579,21.9,84,0,3.3,374]
[4580,21.4,32,0,3.3,373]
[4581,20.9,0,0,3.3,370]
[4582,19.100000000000001,0,0,2.4,368]
[4583,17.399999999999999,0,0,2.9,357]
[4584,15.6,0,0,3.3,349]
[4585,14.3,0,0,2.4,346]
[4586,12.8,0,0,2,340]
[4587,12,0,0,2.6,336]
[4588,11.4,0,0,3.3,331]
[4589,11.4,3,0,1,329]
[4590,12.5,93,363,2.2000000000000002,332]
[4591,14,233,560,2,330]
[4592,15.7,389,666,2.4,329]
[4593,17.5,545,734,2.2000000000000002,331]
[4594,19.2,671,723,1.3,327]
[4595,20.8,771,720,2.6,330]
[4596,22.1,826,694,2,332]
[4597,23.1,836,663,1.7,332]
[4598,23.8,811,668,2.9,335]
[4599,24.3,744,676,4.4000000000000004,337]
[4600,24.4,641,683,2.9,335]
[4601,24.1,504,656,2.2000000000000002,336]
[4602,23.4,349,547,2,339]
[4603,22.2,199,424,1,341]
[4604,20.9,69,223,1,347]
[4605,19.5,0,0,1.1000000000000001,344]
[4606,18,0,0,1.2,344]
[4607,16.399999999999999,0,0,1.3,339]
[4608,14.9,0,0,1.7,336]
[4609,14.2,0,0,1.1000000000000001,336]
[4610,13.3,0,0,3.1,336]
[4611,12.9,0,0,4.2,332]
[4612,12.5,0,0,3.6,330]
[4613,12.4,2,0,1.2,332]
[4614,13.5,86,259,0.6,336]
[4615,14.9,215,418,0.7,337]
[4616,16.5,360,498,1,338]
[4617,18.3,509,588,1.2,342]
[4618,20.399999999999999,741,844,2.2000000000000002,328]
[4619,22.7,935,803,2.6,325]
[4620,22.6,419,65,3.8,358]
[4621,22.1,324,15,2.6,363]
[4622,21.9,378,23,1.7,360]
[4623,21.9,423,83,2.9,357]
[4624,22.1,481,231,2,350]
[4625,21.8,352,162,2.2000000000000002,355]
[4626,21.1,245,109,2.9,353]
[4627,20.3,156,148,2.2000000000000002,351]
[4628,19.3,57,90,3.6,355]
[4629,18.2,1,0,3.6,350]
[4630,17.2,0,0,3.3,349]
[4631,16.100000000000001,0,0,1.3,343]
[4632,15,0,0,1.3,337]
[4633,14.7,0,0,1.3,333]
[4634,14.3,0,0,1.8,330]
[4635,14.2,0,0,1,331]
[4636,14.1,0,0,0.9,330]
[4637,14.3,9,0,1.3,330]
[4638,15.3,107,388,1.8,334]
[4639,16.5,229,456,3.3,337]
[4640,17.600000000000001,314,303,4.0999999999999996,342]
[4641,18.8,448,351,5.6,344]
[4642,20.9,803,784,5.6,324]
[4643,21.6,544,233,4.9000000000000004,348]
[4644,21.3,281,19,3.6,367]
[4645,20.6,201,5,4.0999999999999996,384]
[4646,20.9,373,44,1.7,360]
[4647,20.3,133,0,1.5,368]
[4648,20.100000000000001,258,24,1.8,358]
[4649,19.399999999999999,45,0,1.7,368]
[4650,18.7,32,0,2.9,365]
[4651,18.100000000000001,18,0,2,363]
[4652,17.5,6,0,2.2000000000000002,364]
[4653,17,0,0,1.8,363]
[4654,16.2,0,0,2.2000000000000002,362]
[4655,15.4,0,0,2.6,360]
[4656,14.6,0,0,2,355]
[4657,13.8,0,0,1,354]
[4658,12.9,0,0,1.3,351]
[4659,12.4,0,0,1.8,349]
[4660,11.7,0,0,1.5,348]
[4661,11.8,1,0,2,348]
[4662,12.1,22,0,2,342]
[4663,12.5,49,0,3.6,344]
[4664,12.8,86,0,4.9000000000000004,344]
[4665,13.2,160,0,6.2,342]
[4666,13.7,205,5,6.2,345]
[4667,14,186,1,7,335]
[4668,14.2,208,2,5.2,333]
[4669,14.3,185,1,3.8,348]
[4670,14.4,172,1,3.6,336]
[4671,14.3,183,1,2.4,347]
[4672,14.3,125,0,3.3,353]
[4673,14.3,103,0,3.1,353]
[4674,14.1,81,0,4.0999999999999996,339]
[4675,13.8,52,0,2.4,350]
[4676,12.7,18,0,1,348]
[4677,13.3,0,0,2.2000000000000002,348]
[4678,12.4,0,0,1.8,341]
[4679,11.5,0,0,2.4,335]
[4680,10.6,0,0,1.3,329]
[4681,10,0,0,1.1000000000000001,327]
[4682,9.3000000000000007,0,0,0.8,323]
[4683,8.9,0,0,0.3,318]
[4684,8.6,0,0,0.2,315]
[4685,8.6,1,0,0.2,313]
[4686,9.1,51,36,0.4,315]
[4687,10.4,190,264,0.1,300]
[4688,11.4,249,121,0.4,309]
[4689,12,245,26,0.6,318]
[4690,12.4,273,13,0.8,319]
[4691,13.1,389,40,0.5,312]
[4692,13.3,284,20,0.4,318]
[4693,14,499,109,0.5,310]
[4694,13.8,196,4,0.3,323]
[4695,13.5,157,2,1,337]
[4696,14.3,641,480,1,300]
[4697,14.5,389,223,0.6,311]
[4698,14.3,250,154,0.6,314]
[4699,13.9,189,399,0.7,309]
[4700,13.3,73,253,0.8,311]
[4701,12.6,2,0,1,312]
[4702,11.8,0,0,1,315]
[4703,11.1,0,0,1,312]
[4704,10.3,0,0,1.7,313]
[4705,10.199999999999999,0,0,2.2000000000000002,310]
[4706,10.199999999999999,0,0,1.3,310]
[4707,10.1,0,0,2,313]
[4708,10.1,0,0,1,315]
[4709,10.1,1,0,1.7,315]
[4710,10.8,46,42,2.6,325]
[4711,11.1,45,0,3.8,336]
[4712,11.4,68,0,3.1,335]
[4713,12,139,0,3.8,332]
[4714,12.7,193,2,3.6,330]
[4715,13.1,157,1,3.8,336]
[4716,13.9,334,18,6.2,341]
[4717,14.7,319,15,4.5999999999999996,331]
[4718,15.6,452,77,5.2,339]
[4719,16.7,528,207,5.2,322]
[4720,17.399999999999999,487,251,2.6,322]
[4721,17.3,292,72,3.8,343]
[4722,17.600000000000001,246,149,3.6,331]
[4723,17.399999999999999,189,350,2.9,327]
[4724,16.899999999999999,81,264,2.6,324]
[4725,16.3,2,0,2.2000000000000002,324]
[4726,15.3,0,0,1,326]
[4727,14.3,0,0,1.1000000000000001,324]
[4728,13.2,0,0,1.3,320]
[4729,12.2,0,0,1.5,319]
[4730,11,0,0,1.2,318]
[4731,10.3,0,0,0.8,314]
[4732,9.9,0,0,0.8,311]
[4733,9.8000000000000007,2,0,0.3,312]
[4734,10.7,78,255,0.1,318]
[4735,12.1,214,464,0.1,312]
[4736,13.8,361,554,0,313]
[4737,15.5,511,641,0.9,314]
[4738,17.2,636,639,0.8,310]
[4739,18.7,735,634,1.1000000000000001,315]
[4740,20,789,604,1.1000000000000001,316]
[4741,21.1,813,615,1.8,319]
[4742,21.8,767,561,2,326]
[4743,22.1,693,584,3.6,326]
[4744,22.2,590,535,2.9,326]
[4745,21.9,461,482,2.2000000000000002,332]
[4746,21.2,321,447,2.2000000000000002,335]
[4747,20.100000000000001,178,377,0.3,340]
[4748,18.8,61,223,0.2,342]
[4749,17.5,0,0,0.5,341]
[4750,16.8,0,0,0.2,346]
[4751,16.100000000000001,0,0,0.2,345]
[4752,15.5,0,0,0.4,346]
[4753,15.6,0,0,0.5,347]
[4754,15.7,0,0,0.9,349]
[4755,15.7,0,0,1.8,352]
[4756,15.8,0,0,2.2000000000000002,356]
[4757,15.8,1,0,3.6,359]
[4758,16.399999999999999,37,0,4.4000000000000004,361]
[4759,17.600000000000001,145,122,3.1,354]
[4760,18.2,145,3,2.6,364]
[4761,18.7,150,0,2.4,371]
[4762,19.899999999999999,341,45,2.9,361]
[4763,21,409,44,3.3,360]
[4764,21.8,379,24,3.3,363]
[4765,22.6,440,38,4.4000000000000004,363]
[4766,23.4,499,116,4.9000000000000004,358]
[4767,24,471,115,4.5999999999999996,358]
[4768,24.3,394,102,3.8,361]
[4769,24.1,224,17,4.0999999999999996,370]
[4770,23.7,178,20,4.2,370]
[4771,23.1,112,47,4.9000000000000004,382]
[4772,22.6,56,138,2.2000000000000002,363]
[4773,21.9,1,0,3.6,357]
[4774,20.6,0,0,4.0999999999999996,358]
[4775,19.399999999999999,0,0,2.9,356]
[4776,18.2,0,0,2,353]
[4777,16.899999999999999,0,0,1.2,351]
[4778,15.5,0,0,0.8,344]
[4779,14.8,0,0,1.3,340]
[4780,14.3,0,0,1,336]
[4781,14.2,1,0,0.7,336]
[4782,15,67,176,0.4,335]
[4783,16.2,182,295,0.4,332]
[4784,17.600000000000001,315,363,0.5,332]
[4785,19.100000000000001,450,410,1.2,334]
[4786,20.5,561,397,2,332]
[4787,21.9,649,450,2.9,336]
[4788,23,704,455,3.1,337]
[4789,24,712,428,2.6,340]
[4790,24.6,690,423,1.8,343]
[4791,25,633,422,2,341]
[4792,25.1,548,404,1.5,341]
[4793,24.9,430,382,2,344]
[4794,24.3,296,371,2.2000000000000002,346]
[4795,23.4,160,276,1.7,347]
[4796,22.3,51,129,2,354]
[4797,21.2,0,0,2.6,354]
[4798,19,0,0,3.3,350]
[4799,16.8,0,0,4.2,346]
[4800,14.6,0,0,2.6,340]
[4801,13,0,0,2.4,336]
[4802,11.3,0,0,2,328]
[4803,10.3,0,0,2,326]
[4804,9.6,0,0,2.9,321]
[4805,9.4,1,0,3.1,317]
[4806,10,69,209,2.4,320]
[4807,11.1,194,373,2,315]
[4808,12.4,338,466,2.2000000000000002,317]
[4809,13.8,477,523,2.2000000000000002,319]
[4810,15.2,603,547,3.8,318]
[4811,16.399999999999999,695,575,2.9,318]
[4812,17.5,757,567,3.8,321]
[4813,18.3,769,551,4.4000000000000004,326]
[4814,18.899999999999999,742,550,5.2,328]
[4815,19.2,684,575,4.9000000000000004,329]
[4816,19.2,587,542,3.8,332]
[4817,18.899999999999999,461,503,2.9,335]
[4818,18.2,315,438,2.6,336]
[4819,17.2,174,341,3.1,338]
[4820,16,56,180,3.3,343]
[4821,14.8,0,0,3.1,342]
[4822,14.8,0,0,1.8,348]
[4823,14.8,0,0,2.2000000000000002,345]
[4824,14.8,0,0,1.5,347]
[4825,15.8,0,0,1.7,346]
[4826,16.899999999999999,0,0,1.7,351]
[4827,17.5,0,0,1.5,352]
[4828,17.8,0,0,1.5,354]
[4829,17.899999999999999,1,0,0.5,355]
[4830,19,65,186,0.5,365]
[4831,20.6,186,340,0.7,360]
[4832,22.6,329,436,0.6,359]
[4833,24.7,468,490,1.2,363]
[4834,26.7,587,506,1.7,355]
[4835,28.5,671,524,1.7,355]
[4836,30.1,724,509,2,361]
[4837,31.5,746,513,1.7,367]
[4838,32.5,724,519,1.5,363]
[4839,33.1,657,512,1.2,366]
[4840,33.4,565,473,1.2,367]
[4841,33.299999999999997,444,438,1.3,370]
[4842,32.700000000000003,306,405,0.6,374]
[4843,31.7,166,305,0.6,380]
[4844,30.4,52,154,0.4,387]
[4845,29.1,0,0,0.5,384]
[4846,27.1,0,0,0.7,388]
[4847,25.2,0,0,0.5,383]
[4848,23.3,0,0,0.2,378]
[4849,21.1,0,0,0.2,371]
[4850,18.8,0,0,0.2,364]
[4851,17.5,0,0,0.2,359]
[4852,16.600000000000001,0,0,0.7,354]
[4853,16.5,1,0,1.1000000000000001,352]
[4854,17.2,75,348,0.7,350]
[4855,18.5,215,582,1,344]
[4856,20.100000000000001,376,709,3.1,344]
[4857,21.8,539,792,3.6,346]
[4858,23.4,685,840,3.6,339]
[4859,25,794,856,2.6,344]
[4860,26.3,856,845,4.0999999999999996,345]
[4861,27.3,878,849,4.0999999999999996,349]
[4862,28.1,856,860,5.6,354]
[4863,28.5,790,873,6.2,356]
[4864,28.6,680,869,8.8000000000000007,357]
[4865,28.4,539,850,7.5,357]
[4866,27.6,374,779,8.1,357]
[4867,26.5,208,638,8.1,361]
[4868,25.1,67,333,6.6,367]
[4869,23.7,0,0,5.2,366]
[4870,22.3,0,0,7.5,369]
[4871,20.9,0,0,7,367]
[4872,19.5,0,0,9.1,366]
[4873,19.2,0,0,10.5,365]
[4874,18.899999999999999,0,0,9.8000000000000007,364]
[4875,18.8,0,0,9.1,367]
[4876,18.7,0,0,9.8000000000000007,368]
[4877,18.7,0,0,7.2,371]
[4878,19.2,39,14,6.6,380]
[4879,19.2,18,0,5.2,392]
[4880,19.399999999999999,46,0,3.8,388]
[4881,20.3,207,20,4.9000000000000004,378]
[4882,21.8,418,137,4.5999999999999996,366]
[4883,23,442,102,6.6,373]
[4884,24.6,640,292,5.9,363]
[4885,25.7,608,234,6.6,369]
[4886,26,385,31,5.9,381]
[4887,26,285,12,5.6,386]
[4888,25.9,262,13,4.0999999999999996,380]
[4889,25.6,171,2,3.1,384]
[4890,25,92,0,4.0999999999999996,388]
[4891,24.4,33,0,4.2,391]
[4892,23.7,6,0,3.3,392]
[4893,23.1,0,0,1.8,384]
[4894,22,0,0,2.4,382]
[4895,20.8,0,0,1.8,391]
[4896,19.8,0,0,3.3,385]
[4897,18.7,0,0,4.2,380]
[4898,17.5,0,0,2.9,372]
[4899,16.899999999999999,0,0,2.4,366]
[4900,16.399999999999999,0,0,2.4,362]
[4901,16.399999999999999,0,0,1.5,361]
[4902,16.8,41,24,1.5,361]
[4903,17.600000000000001,131,93,1,357]
[4904,17.8,103,0,2,360]
[4905,18.100000000000001,157,0,2.9,364]
[4906,18.5,186,4,2.6,362]
[4907,19.2,368,35,3.1,367]
[4908,19.7,314,13,4.2,360]
[4909,20,318,13,4.0999999999999996,374]
[4910,20.2,439,52,4.9000000000000004,374]
[4911,20.8,333,22,3.8,367]
[4912,21,316,28,3.1,352]
[4913,21,256,27,5.6,349]
[4914,20.6,124,0,3.8,357]
[4915,20.2,55,0,4.0999999999999996,362]
[4916,19.600000000000001,5,0,3.8,368]
[4917,19.100000000000001,0,0,3.3,365]
[4918,17.600000000000001,0,0,3.3,362]
[4919,16.100000000000001,0,0,2.4,358]
[4920,14.6,0,0,3.3,353]
[4921,13.4,0,0,3.8,348]
[4922,12.2,0,0,5.2,341]
[4923,11.6,0,0,6.6,335]
[4924,11.3,0,0,4.9000000000000004,331]
[4925,11.3,1,0,4.2,328]
[4926,11.8,61,232,4.9000000000000004,326]
[4927,13.1,243,617,5.2,311]
[4928,14.6,435,726,6.2,308]
[4929,15.7,472,491,4.5999999999999996,319]
[4930,16.899999999999999,657,685,5.2,312]
[4931,18.3,830,864,3.8,310]
[4932,19.7,990,855,3.8,307]
[4933,20.2,739,454,4.2,324]
[4934,19.5,265,17,5.2,347]
[4935,18.5,94,0,3.8,353]
[4936,17.5,59,0,3.3,349]
[4937,16.7,46,0,2.6,348]
[4938,16,32,0,2.4,349]
[4939,15.3,17,0,3.1,345]
[4940,14.7,5,0,1.7,345]
[4941,14.1,0,0,1.3,343]
[4942,13.3,0,0,0.8,340]
[4943,12.5,0,0,1.2,335]
[4944,11.7,0,0,1.3,332]
[4945,10.8,0,0,0.8,330]
[4946,9.8000000000000007,0,0,0.8,323]
[4947,9.1,0,0,1.1000000000000001,320]
[4948,8.6,0,0,2.4,317]
[4949,8.4,0,0,1.1000000000000001,313]
[4950,8.8000000000000007,58,198,1.5,313]
[4951,9.6999999999999993,185,395,1.3,307]
[4952,10.9,339,563,1.3,304]
[4953,12.1,488,601,2,301]
[4954,13.4,627,668,2.2000000000000002,304]
[4955,14.5,721,644,2.6,304]
[4956,15.4,788,651,1.7,304]
[4957,16.2,813,663,2.6,307]
[4958,16.7,781,645,4.5999999999999996,307]
[4959,16.899999999999999,715,654,3.6,308]
[4960,16.899999999999999,612,664,3.3,308]
[4961,16.7,486,681,3.1,306]
[4962,16,334,618,2.2000000000000002,301]
[4963,15.1,174,464,3.3,304]
[4964,13.9,51,249,3.8,308]
[4965,12.8,0,0,2.4,307]
[4966,11.3,0,0,2,306]
[4967,9.9,0,0,1.8,301]
[4968,8.5,0,0,0.9,296]
[4969,8.4,0,0,1.3,297]
[4970,8.3000000000000007,0,0,2.6,298]
[4971,8.1999999999999993,0,0,4.9000000000000004,301]
[4972,8.1999999999999993,0,0,5.6,301]
[4973,8.1,0,0,3.8,304]
[4974,8.9,60,269,3.3,306]
[4975,10.4,191,448,4.0999999999999996,303]
[4976,12.1,342,583,3.6,304]
[4977,14,503,695,4.2,303]
[4978,15.9,635,703,4.4000000000000004,302]
[4979,17.7,737,703,5.2,306]
[4980,19.2,805,713,5.6,307]
[4981,20.399999999999999,822,702,7,308]
[4982,21.3,772,608,7,309]
[4983,21.7,688,586,8.1,314]
[4984,21.8,570,542,8.5,314]
[4985,21.5,432,461,5.2,318]
[4986,20.7,292,420,4.9000000000000004,323]
[4987,19.600000000000001,150,296,6.6,327]
[4988,18.3,40,108,7.5,328]
[4989,17,0,0,7.5,328]
[4990,16.100000000000001,0,0,5.9,329]
[4991,15.2,0,0,5.6,329]
[4992,14.4,0,0,5.9,329]
[4993,13.9,0,0,4.0999999999999996,328]
[4994,13.2,0,0,2.6,328]
[4995,12.9,0,0,2.6,330]
[4996,12.7,0,0,1.8,330]
[4997,12.6,0,0,1.8,330]
[4998,13.3,64,300,1.5,334]
[4999,14.8,216,577,1.3,329]
[5000,16.7,397,742,1.2,331]
[5001,18.3,496,591,1.7,339]
[5002,19.5,524,331,2.2000000000000002,344]
[5003,20.100000000000001,465,133,2.4,353]
[5004,20.6,481,107,2.2000000000000002,355]
[5005,20.3,271,18,2.6,367]
[5006,20.399999999999999,407,69,3.8,358]
[5007,20.9,556,283,3.3,346]
[5008,21.2,528,347,4.0999999999999996,343]
[5009,20.3,120,0,3.3,364]
[5010,19.600000000000001,151,20,4.2,359]
[5011,18.899999999999999,125,149,3.3,352]
[5012,18,49,148,3.1,360]
[5013,17.2,0,0,2.9,360]
[5014,17.100000000000001,0,0,1.5,364]
[5015,17.100000000000001,0,0,2.4,366]
[5016,17,0,0,1.7,369]
[5017,17.5,0,0,1,372]
[5018,17.899999999999999,0,0,1.3,376]
[5019,18.2,0,0,0.4,384]
[5020,18.399999999999999,0,0,0.5,386]
[5021,18.399999999999999,0,0,0.8,390]
[5022,18.600000000000001,5,0,1,397]
[5023,18.899999999999999,40,0,0.8,393]
[5024,20.399999999999999,223,123,1.7,377]
[5025,21.4,236,17,1.3,382]
[5026,22.4,297,21,1.2,377]
[5027,23,282,12,1.2,381]
[5028,23.8,353,20,1.1000000000000001,379]
[5029,24,258,3,2,384]
[5030,24.1,203,4,1.8,387]
[5031,24.5,306,19,1.5,380]
[5032,24.2,133,0,1.2,391]
[5033,23.7,56,0,3.6,409]
[5034,23.1,31,0,2.9,412]
[5035,22.8,16,0,1.8,410]
[5036,22.4,4,0,2.2000000000000002,407]
[5037,21.9,0,0,2,403]
[5038,20.6,0,0,1.8,397]
[5039,20.5,0,0,1.3,396]
[5040,19.7,0,0,2.9,387]
[5041,17.8,0,0,2.6,380]
[5042,15.9,0,0,2.4,374]
[5043,14.8,0,0,1.8,366]
[5044,14.1,0,0,1.5,362]
[5045,14,0,0,1.5,360]
[5046,14.2,24,0,2.2000000000000002,360]
[5047,14.5,82,0,1.5,357]
[5048,14.7,78,0,1.7,360]
[5049,15,157,0,4.2,357]
[5050,15.4,206,5,3.1,355]
[5051,16,299,15,2.9,350]
[5052,16.5,359,21,2.6,352]
[5053,17,408,30,2.2000000000000002,350]
[5054,17.3,385,29,5.2,350]
[5055,17.600000000000001,414,90,4.5999999999999996,348]
[5056,17.5,313,41,5.9,360]
[5057,17.8,349,185,6.2,341]
[5058,17.7,228,129,4.4000000000000004,342]
[5059,17.399999999999999,147,291,5.6,333]
[5060,16.8,51,200,4.9000000000000004,331]
[5061,16.3,0,0,3.6,333]
[5062,15.4,0,0,1.8,330]
[5063,14.5,0,0,1.3,329]
[5064,13.6,0,0,1.3,328]
[5065,13.5,0,0,0.3,328]
[5066,13.3,0,0,0.8,331]
[5067,13.2,0,0,0.6,332]
[5068,13.1,0,0,0.4,331]
[5069,13.1,0,0,0.2,331]
[5070,13.8,50,216,0.7,332]
[5071,15.1,173,434,0.4,328]
[5072,16.5,281,305,0.5,333]
[5073,18.3,451,498,1.1000000000000001,330]
[5074,19.899999999999999,524,364,1.7,327]
[5075,21.5,653,505,3.3,328]
[5076,23,740,551,4.5999999999999996,334]
[5077,24.1,726,487,5.6,339]
[5078,24.9,689,481,5.6,344]
[5079,25.4,639,491,7.2,345]
[5080,25.4,470,243,6.6,348]
[5081,25,339,135,5.2,350]
[5082,24.2,231,141,4.9000000000000004,351]
[5083,23.3,153,247,4.9000000000000004,344]
[5084,22.1,17,0,7.5,366]
[5085,21,0,0,4.9000000000000004,368]
[5086,19.899999999999999,0,0,4.2,365]
[5087,18.8,0,0,6.2,366]
[5088,17.7,0,0,4.2,362]
[5089,16.8,0,0,5.3,367]
[5090,15.7,0,0,4.7,361]
[5091,14.4,0,0,3.7,357]
[5092,14.6,0,0,3.5,360]
[5093,15,0,0,1.6,356]
[5094,15.1,14,0,3,357]
[5095,15.5,50,0,1.9,358]
[5096,16,90,0,2.4,359]
[5097,16.5,129,0,1,362]
[5098,16.899999999999999,153,0,2.6,364]
[5099,17.399999999999999,205,1,3.9,365]
[5100,17.899999999999999,239,2,4.7,351]
[5101,18.3,271,9,2.4,365]
[5102,18.600000000000001,229,2,1.9,353]
[5103,18.7,182,3,3.2,340]
[5104,18.7,184,3,3.7,338]
[5105,18.7,138,0,3.2,337]
[5106,18.5,104,0,3.2,335]
[5107,18.100000000000001,49,0,1.6,352]
[5108,17.399999999999999,4,0,1.3,373]
[5109,16.5,0,0,2.4,368]
[5110,15.5,0,0,2.6,364]
[5111,14.3,0,0,3.5,351]
[5112,13.3,0,0,1.5,347]
[5113,12.1,0,0,0.9,338]
[5114,10.9,0,0,1,329]
[5115,10.199999999999999,0,0,2.4,325]
[5116,9.6999999999999993,0,0,3.2,323]
[5117,9.6,0,0,2.1,317]
[5118,10.1,32,31,2.6,317]
[5119,11.2,129,117,1.1000000000000001,318]
[5120,12.7,252,160,1.9,322]
[5121,14.3,354,154,3.2,311]
[5122,16.3,543,404,3,307]
[5123,17.899999999999999,578,315,5.3,309]
[5124,19.3,631,315,6.1,307]
[5125,20.5,680,375,8,308]
[5126,21.5,682,451,10.6,303]
[5127,22,596,370,10.6,304]
[5128,22.2,526,412,13.6,304]
[5129,22.3,462,610,11.9,301]
[5130,21.7,306,544,8.6,305]
[5131,20.8,180,387,7.2,302]
[5132,19.399999999999999,33,0,4.7,315]
[5133,17.8,0,0,2.6,317]
[5134,16.2,0,0,3.7,312]
[5135,14.6,0,0,3.2,311]
[5136,13,0,0,3.2,308]
[5137,12,0,0,5.8,303]
[5138,10.9,0,0,5.8,302]
[5139,10.3,0,0,7.2,305]
[5140,9.9,0,0,3.9,306]
[5141,9.8000000000000007,0,0,2.6,305]
[5142,10.1,20,0,2.6,309]
[5143,11.4,132,183,1.6,313]
[5144,12,137,5,0.7,327]
[5145,12.8,215,12,0.3,333]
[5146,14,317,32,0.8,336]
[5147,14.9,342,24,0.9,325]
[5148,15.7,364,24,0.9,323]
[5149,16,294,13,0.8,330]
[5150,16.5,377,28,0.5,322]
[5151,16.899999999999999,387,53,0.8,318]
[5152,17.3,410,165,0.7,316]
[5153,17.600000000000001,368,293,0.8,313]
[5154,17.5,275,367,1.9,311]
[5155,17.2,190,406,2.7,310]
[5156,16.399999999999999,42,0,4.2,322]
[5157,15.2,0,0,3,325]
[5158,14,0,0,4.4000000000000004,321]
[5159,12.8,0,0,3.5,315]
[5160,11.6,0,0,2.7,311]
[5161,10.8,0,0,2.6,308]
[5162,9.9,0,0,1.5,307]
[5163,9.3000000000000007,0,0,1.8,309]
[5164,8.9,0,0,2.6,305]
[5165,8.6999999999999993,0,0,0.7,308]
[5166,9,40,166,0.6,309]
[5167,10,169,421,0.9,312]
[5168,11.4,324,591,1,310]
[5169,13,499,708,1.9,305]
[5170,14.3,576,559,1.5,305]
[5171,15.5,662,545,1.9,307]
[5172,16.399999999999999,687,463,2.6,307]
[5173,17,684,404,2.4,310]
[5174,17.5,687,478,2.1,309]
[5175,17.600000000000001,569,310,1.3,312]
[5176,17.5,461,241,1.1000000000000001,313]
[5177,16.899999999999999,322,123,0.8,312]
[5178,16,215,114,0.9,316]
[5179,15,106,117,1.6,319]
[5180,13.7,3,0,1,337]
[5181,12.4,0,0,0.9,336]
[5182,11.1,0,0,1.3,333]
[5183,9.8000000000000007,0,0,0.8,332]
[5184,8.5,0,0,0.4,328]
[5185,8.5,0,0,0.1,329]
[5186,8.5,0,0,0.1,328]
[5187,8.5,0,0,0.4,325]
[5188,8.5,0,0,0.3,326]
[5189,8.5,0,0,0.2,327]
[5190,9.1999999999999993,24,0,0.7,327]
[5191,11,138,203,0.4,318]
[5192,12.6,242,150,1.3,319]
[5193,14.3,357,202,1.1000000000000001,324]
[5194,16.7,588,574,1.6,312]
[5195,18.3,581,287,1.8,320]
[5196,20.6,854,754,1,309]
[5197,21.7,684,400,2.6,323]
[5198,22.1,552,212,3,330]
[5199,22.1,454,120,2.1,335]
[5200,21.9,405,151,0.8,336]
[5201,21,250,44,0.7,339]
[5202,20.100000000000001,209,114,0.6,334]
[5203,18.899999999999999,102,105,0.7,332]
[5204,17.600000000000001,3,0,0.6,352]
[5205,16.5,0,0,2.4,355]
[5206,15.5,0,0,1.3,352]
[5207,14.4,0,0,0.7,349]
[5208,13.4,0,0,1.1000000000000001,347]
[5209,12.4,0,0,1,346]
[5210,11.3,0,0,1.1000000000000001,340]
[5211,10.6,0,0,0.9,337]
[5212,9.9,0,0,1,338]
[5213,9.4,0,0,1.1000000000000001,334]
[5214,9.6999999999999993,20,0,0.6,332]
[5215,11.3,157,323,0.9,317]
[5216,12.8,297,457,0.9,316]
[5217,14.4,448,575,0.5,318]
[5218,16,583,600,0.4,314]
[5219,17.399999999999999,688,607,0.9,315]
[5220,18.600000000000001,772,680,0.4,314]
[5221,19.600000000000001,790,675,0.3,314]
[5222,20.2,750,632,0.1,319]
[5223,20.5,690,664,0.4,318]
[5224,20.399999999999999,594,702,0.3,316]
[5225,20,448,635,0.4,318]
[5226,19,288,528,0.3,321]
[5227,17.7,138,299,0,324]
[5228,16.2,13,0,0.1,339]
[5229,15,0,0,0.1,341]
[5230,13.7,0,0,0,338]
[5231,12.5,0,0,0.4,338]
[5232,11.3,0,0,1.1000000000000001,333]
[5233,11.1,0,0,1.5,330]
[5234,11,0,0,1.8,333]
[5235,10.9,0,0,0.7,331]
[5236,10.8,0,0,1.1000000000000001,335]
[5237,10.7,0,0,2.6,334]
[5238,10.7,7,0,1.1000000000000001,336]
[5239,11.4,50,0,2.7,333]
[5240,12.2,102,0,3.5,336]
[5241,12.8,146,0,2.4,338]
[5242,13.5,181,3,2.7,342]
[5243,14.1,218,7,4.2,345]
[5244,14.6,238,1,2.1,338]
[5245,15,252,1,1.5,343]
[5246,15.3,240,1,1.5,344]
[5247,15.5,236,7,2.6,343]
[5248,15.6,201,5,1.5,344]
[5249,15.5,153,0,3,342]
[5250,15.1,93,0,2.4,344]
[5251,14.6,44,0,1.9,349]
[5252,14.1,3,0,1.6,358]
[5253,14,0,0,1.9,357]
[5254,13.9,0,0,1.8,361]
[5255,13.1,0,0,4.4000000000000004,364]
[5256,13.5,0,0,5.3,366]
[5257,13.8,0,0,6.4,364]
[5258,13.7,0,0,4.7,365]
[5259,13.4,0,0,3.2,363]
[5260,13.7,0,0,3.7,364]
[5261,14,0,0,1.8,367]
[5262,14.4,4,0,1.8,369]
[5263,14.5,25,0,2.1,369]
[5264,15.1,48,0,1.1000000000000001,362]
[5265,15.4,73,0,3.9,361]
[5266,16,93,0,4.7,363]
[5267,16.399999999999999,110,0,5.3,365]
[5268,16.7,114,0,3,367]
[5269,16.899999999999999,127,0,4.2,368]
[5270,17.100000000000001,120,0,6.7,362]
[5271,17.2,107,0,6.1,359]
[5272,17.3,100,0,7.2,370]
[5273,17.100000000000001,75,0,7.6,370]
[5274,17,47,0,7.6,370]
[5275,15.4,23,0,6.1,368]
[5276,16.5,3,0,5.8,371]
[5277,16.100000000000001,0,0,6.1,371]
[5278,15.6,0,0,4.4000000000000004,363]
[5279,15.2,0,0,4.9000000000000004,363]
[5280,14.6,0,0,4.7,355]
[5281,13.5,0,0,6.4,351]
[5282,12,0,0,7.2,341]
[5283,11.1,0,0,8.6,335]
[5284,10.3,0,0,10.6,332]
[5285,9.6,0,0,8.6,328]
[5286,9.6999999999999993,19,0,5.3,323]
[5287,11.1,168,353,4.2,307]
[5288,12.7,339,743,5.3,300]
[5289,14.3,509,849,5.3,300]
[5290,15.8,660,897,4.7,295]
[5291,17.2,778,924,4.2,299]
[5292,18.3,850,933,5.8,299]
[5293,19.100000000000001,873,936,7.6,303]
[5294,19.7,847,938,9.1999999999999993,308]
[5295,19.899999999999999,769,930,5.8,309]
[5296,19.7,647,907,3.9,309]
[5297,19.2,493,859,4.2,311]
[5298,18.100000000000001,318,733,2.4,312]
[5299,16.7,149,326,1.5,317]
[5300,15.1,12,0,2.1,335]
[5301,13.6,0,0,1.5,334]
[5302,12,0,0,0.7,331]
[5303,10.4,0,0,0.1,328]
[5304,8.9,0,0,0.2,325]
[5305,8.8000000000000007,0,0,0.1,322]
[5306,8.6999999999999993,0,0,0.1,319]
[5307,8.6999999999999993,0,0,0.3,319]
[5308,8.6,0,0,0.6,321]
[5309,8.5,0,0,1.3,319]
[5310,9,16,0,1.6,318]
[5311,11.1,156,315,0.9,304]
[5312,13.5,318,654,2.1,304]
[5313,15.9,481,755,1.1000000000000001,307]
[5314,18.3,630,794,3,300]
[5315,20.5,753,871,1.1000000000000001,301]
[5316,22.4,823,881,1.1000000000000001,302]
[5317,23.9,848,891,1.6,303]
[5318,24.9,812,870,1.8,308]
[5319,25.5,740,873,3.2,310]
[5320,25.6,627,864,2.7,315]
[5321,25.2,468,772,3,320]
[5322,24.1,300,667,3.5,322]
[5323,22.5,141,303,5.8,327]
[5324,20.7,11,0,4.9000000000000004,348]
[5325,19.3,0,0,5.3,353]
[5326,17.899999999999999,0,0,4.4000000000000004,352]
[5327,16.5,0,0,3.9,350]
[5328,15.1,0,0,3.9,344]
[5329,14,0,0,5.3,339]
[5330,12.7,0,0,4.4000000000000004,337]
[5331,12,0,0,6.1,335]
[5332,11.3,0,0,6.7,334]
[5333,10.8,0,0,8.6,334]
[5334,11.1,16,0,4.9000000000000004,340]
[5335,13.1,164,348,5.3,325]
[5336,15.3,333,746,4.2,324]
[5337,17.5,504,851,3.9,327]
[5338,19.7,656,901,3.9,325]
[5339,21.7,774,926,3.9,324]
[5340,23.3,842,928,3.9,325]
[5341,24.6,858,920,3.9,329]
[5342,25.4,824,907,4.9000000000000004,330]
[5343,25.8,743,889,3.7,329]
[5344,25.9,622,861,3.2,330]
[5345,25.3,464,770,5.3,335]
[5346,24.1,293,648,2.6,338]
[5347,22.6,129,271,3.2,342]
[5348,20.8,6,0,3.2,366]
[5349,19.399999999999999,0,0,3.2,374]
[5350,18,0,0,7.2,369]
[5351,16.600000000000001,0,0,8.6,368]
[5352,15.2,0,0,7.2,362]
[5353,14.5,0,0,3.5,358]
[5354,13.8,0,0,2.6,358]
[5355,13.3,0,0,2.7,356]
[5356,12.9,0,0,2.1,354]
[5357,12.6,0,0,2.7,351]
[5358,13,15,0,1.8,351]
[5359,14.9,147,353,2.1,330]
[5360,17.100000000000001,308,629,4.2,329]
[5361,19.3,469,730,2.1,327]
[5362,21.5,602,737,3.7,324]
[5363,23.3,698,709,4.4000000000000004,327]
[5364,24.9,769,731,4.9000000000000004,327]
[5365,26.1,775,681,4.2,328]
[5366,27,752,697,3.9,328]
[5367,27.5,681,699,4.2,330]
[5368,27.5,573,698,4.7,328]
[5369,27,427,636,4.9000000000000004,331]
[5370,26,275,559,4.7,333]
[5371,24.6,121,244,3.9,333]
[5372,23,6,0,4.4000000000000004,354]
[5373,21.2,0,0,5.3,359]
[5374,19.399999999999999,0,0,3.9,353]
[5375,17.600000000000001,0,0,2.7,352]
[5376,15.8,0,0,3.5,349]
[5377,14.3,0,0,3.7,348]
[5378,12.7,0,0,2.1,343]
[5379,11.9,0,0,3,336]
[5380,11,0,0,1.3,336]
[5381,10.3,0,0,1,330]
[5382,10.5,13,0,1,331]
[5383,12.3,154,324,0.4,314]
[5384,14.3,324,726,0.6,310]
[5385,16.399999999999999,496,844,1.1000000000000001,313]
[5386,18.5,651,903,2.1,310]
[5387,20.3,765,921,2.1,313]
[5388,21.9,836,930,2.4,318]
[5389,23,855,928,2.1,318]
[5390,23.8,826,926,1.1000000000000001,319]
[5391,24.2,746,913,1.1000000000000001,320]
[5392,24.2,624,886,1.8,324]
[5393,23.6,472,841,0.9,329]
[5394,22.5,300,719,1,336]
[5395,21,133,297,0.4,340]
[5396,19.2,7,0,0.1,363]
[5397,18.399999999999999,0,0,0,366]
[5398,17.5,0,0,0.1,367]
[5399,16.7,0,0,0.3,370]
[5400,15.8,0,0,0.7,368]
[5401,15.9,0,0,1.9,360]
[5402,16.100000000000001,0,0,4.4000000000000004,363]
[5403,16.2,0,0,3.9,363]
[5404,16.3,0,0,3.5,366]
[5405,16.3,0,0,4.7,366]
[5406,16.399999999999999,2,0,6.7,374]
[5407,17.899999999999999,100,119,4.7,356]
[5408,19.3,199,103,2.6,354]
[5409,21,342,178,3.5,352]
[5410,22.6,425,194,3,351]
[5411,23.5,419,94,3.7,372]
[5412,24.2,402,41,4.2,368]
[5413,24.6,358,22,4.2,367]
[5414,24.8,351,29,5.3,369]
[5415,25,332,35,6.1,384]
[5416,24.4,152,0,3.9,382]
[5417,23.3,55,0,3.7,402]
[5418,22.7,23,0,2.6,408]
[5419,22,41,0,3.9,395]
[5420,21.3,1,0,2.7,400]
[5421,20.399999999999999,0,0,2.1,393]
[5422,19.5,0,0,1.3,387]
[5423,18.600000000000001,0,0,0.9,382]
[5424,17.7,0,0,0.6,380]
[5425,16.600000000000001,0,0,0.1,372]
[5426,15.4,0,0,0.4,366]
[5427,14.7,0,0,1.3,362]
[5428,14.1,0,0,1.8,355]
[5429,13.6,0,0,1.8,354]
[5430,13.9,17,0,2.6,355]
[5431,15.5,163,367,3,337]
[5432,16.8,255,318,1.5,343]
[5433,19.100000000000001,538,767,1.8,332]
[5434,20.6,589,638,1.1000000000000001,335]
[5435,21.6,576,343,2.6,346]
[5436,22,508,173,2.6,351]
[5437,22.3,505,151,3,354]
[5438,22.2,408,46,3.7,361]
[5439,22.1,402,90,4.9000000000000004,354]
[5440,21.6,281,37,4.9000000000000004,363]
[5441,20.7,161,3,5.3,366]
[5442,19.7,90,0,6.7,371]
[5443,18.600000000000001,10,0,7.2,377]
[5444,17.600000000000001,1,0,6.7,375]
[5445,16.8,0,0,5.3,376]
[5446,16,0,0,4.7,375]
[5447,15.2,0,0,3.2,373]
[5448,14.4,0,0,1.8,369]
[5449,14.2,0,0,1.8,366]
[5450,14,0,0,2.7,366]
[5451,13.9,0,0,3.7,365]
[5452,13.8,0,0,3,365]
[5453,13.6,0,0,3.2,362]
[5454,13.8,5,0,3.2,364]
[5455,14.9,76,33,3,355]
[5456,16.2,170,53,2.4,350]
[5457,17.5,256,55,1.8,357]
[5458,18.7,331,66,1.8,353]
[5459,19.8,370,37,0.9,354]
[5460,20.7,425,74,0.8,351]
[5461,21.5,432,80,1.3,348]
[5462,22.2,468,133,1.6,340]
[5463,22.5,402,92,2.1,340]
[5464,22.7,376,149,1.8,335]
[5465,22.6,272,99,0.9,336]
[5466,22,149,44,1.3,342]
[5467,21.1,52,0,1.1000000000000001,348]
[5468,20.100000000000001,1,0,1.6,360]
[5469,19.2,0,0,1.5,365]
[5470,18.399999999999999,0,0,2.4,360]
[5471,17.5,0,0,1.9,357]
[5472,16.7,0,0,2.1,357]
[5473,15.9,0,0,3.2,361]
[5474,15.1,0,0,3.2,354]
[5475,14.6,0,0,4.4000000000000004,352]
[5476,14.1,0,0,6.4,347]
[5477,13.8,0,0,6.4,345]
[5478,14,9,0,4.9000000000000004,344]
[5479,15.7,138,285,3.5,328]
[5480,17.8,295,633,2.4,329]
[5481,20,453,726,2.4,331]
[5482,22,590,749,2.7,325]
[5483,23.9,701,773,2.6,325]
[5484,25.5,776,809,3,326]
[5485,26.8,798,814,1.9,327]
[5486,27.7,778,841,0.4,329]
[5487,28.2,704,841,0.4,334]
[5488,28.2,582,806,0.4,335]
[5489,27.7,434,757,0.7,338]
[5490,26.7,268,628,0.4,343]
[5491,25.1,111,414,0.1,350]
[5492,23.5,4,0,0.2,349]
[5493,22.9,0,0,0.1,359]
[5494,22.4,0,0,0.4,362]
[5495,21.9,0,0,0.2,369]
[5496,21.4,0,0,0.1,372]
[5497,21.4,0,0,0.3,369]
[5498,21.5,0,0,0.4,375]
[5499,21.5,0,0,0.4,374]
[5500,21.6,0,0,0.2,378]
[5501,21.6,0,0,0.4,383]
[5502,21.7,2,0,0.6,390]
[5503,22.4,47,0,0.5,379]
[5504,23.2,102,0,1.3,381]
[5505,24.2,175,5,1.3,381]
[5506,25.3,248,14,0.8,378]
[5507,26.3,298,18,0.6,381]
[5508,27.3,346,23,0.3,387]
[5509,28.1,369,27,0.9,388]
[5510,28.5,330,21,1,390]
[5511,28.7,254,10,1.9,397]
[5512,28.7,239,14,1.8,397]
[5513,28.5,160,4,0.7,400]
[5514,28.1,140,36,1.3,398]
[5515,27.6,64,31,1.9,394]
[5516,26.8,3,0,2.4,397]
[5517,26.4,0,0,1.6,399]
[5518,25.8,0,0,1.5,402]
[5519,25.3,0,0,1.9,402]
[5520,24.5,0,0,2.4,403]
[5521,24.4,0,0,3.2,404]
[5522,23.9,0,0,3.2,405]
[5523,23.6,0,0,2.6,406]
[5524,23.3,0,0,4.2,407]
[5525,23.1,0,0,4.4000000000000004,409]
[5526,23.2,2,0,3,410]
[5527,24.1,67,15,3.5,396]
[5528,25.3,165,57,3.9,392]
[5529,26.8,286,97,3.5,389]
[5530,28.2,379,141,3.2,382]
[5531,29.4,425,112,1.1000000000000001,381]
[5532,30.3,437,99,1.1000000000000001,386]
[5533,30.9,429,82,1.5,391]
[5534,31.4,450,118,2.1,386]
[5535,31.7,400,98,3,389]
[5536,31.8,362,137,1.9,391]
[5537,31.5,238,60,2.7,394]
[5538,30.9,152,54,3,395]
[5539,30.1,61,31,1.8,398]
[5540,29.1,2,0,1.1000000000000001,399]
[5541,27.8,0,0,1,401]
[5542,26.5,0,0,0.5,400]
[5543,25.1,0,0,0.5,401]
[5544,23.8,0,0,0.2,398]
[5545,22.6,0,0,0.6,393]
[5546,21.4,0,0,0.7,389]
[5547,20.7,0,0,0.8,390]
[5548,20,0,0,0.7,390]
[5549,19.5,0,0,1,389]
[5550,19.600000000000001,4,0,1.5,391]
[5551,20.399999999999999,79,68,1.9,377]
[5552,21.4,169,63,3.7,379]
[5553,22.4,257,64,2.7,378]
[5554,23.4,349,91,2.1,369]
[5555,24.3,422,97,2.6,369]
[5556,25,446,97,3.2,371]
[5557,25.5,446,98,4.2,388]
[5558,26.1,478,157,4.4000000000000004,371]
[5559,26.2,388,89,3,369]
[5560,26.1,315,82,2.6,366]
[5561,25.8,216,30,2.1,366]
[5562,25.1,124,13,2.6,368]
[5563,24.3,47,0,1.6,371]
[5564,23.5,1,0,1.5,370]
[5565,22.3,0,0,1.3,368]
[5566,21,0,0,1.5,369]
[5567,19.8,0,0,1.6,367]
[5568,18.600000000000001,0,0,3.7,364]
[5569,17.8,0,0,2.4,363]
[5570,17,0,0,1.5,361]
[5571,16.600000000000001,0,0,1.5,362]
[5572,16.2,0,0,1.9,364]
[5573,15.9,0,0,1.3,362]
[5574,16,5,0,1.8,362]
[5575,17,82,92,2.1,348]
[5576,18.100000000000001,165,62,1.9,348]
[5577,19.100000000000001,236,33,3,351]
[5578,20.3,343,99,1.9,346]
[5579,21.4,411,90,2.7,349]
[5580,22.2,435,104,3.5,344]
[5581,23.1,510,171,4.2,336]
[5582,23.7,492,155,4.4000000000000004,337]
[5583,24.2,462,184,3.7,332]
[5584,24.3,371,162,2.6,336]
[5585,23.9,242,75,1.8,341]
[5586,23.3,135,26,1.3,345]
[5587,22.4,45,0,0.4,350]
[5588,21.5,1,0,0.3,346]
[5589,20.100000000000001,0,0,1.3,351]
[5590,18.600000000000001,0,0,1.9,351]
[5591,17.2,0,0,2.4,346]
[5592,15.8,0,0,1.5,344]
[5593,14.6,0,0,0.9,345]
[5594,13.2,0,0,0.6,346]
[5595,12.5,0,0,1.8,344]
[5596,11.7,0,0,0.5,341]
[5597,11.2,0,0,0.2,339]
[5598,11.2,4,0,0.1,339]
[5599,12.3,97,177,0.3,323]
[5600,13.8,230,350,0.2,321]
[5601,15.4,369,416,0.2,325]
[5602,17,506,498,0.3,320]
[5603,18.5,588,458,0.5,326]
[5604,19.600000000000001,631,455,0.8,328]
[5605,20.5,648,460,0.8,331]
[5606,21.1,617,400,1.6,336]
[5607,21.3,550,390,1.6,341]
[5608,21.3,453,385,2.1,343]
[5609,20.8,325,336,1.8,345]
[5610,19.899999999999999,197,316,2.4,346]
[5611,18.7,69,104,4.7,350]
[5612,17.399999999999999,1,0,6.7,352]
[5613,16.7,0,0,7.8,357]
[5614,15.9,0,0,5.3,357]
[5615,15.2,0,0,5.3,357]
[5616,14.5,0,0,5.8,358]
[5617,14.4,0,0,4.9000000000000004,355]
[5618,14.4,0,0,3.9,357]
[5619,14.3,0,0,3,359]
[5620,14.3,0,0,2.1,362]
[5621,14.2,0,0,3,362]
[5622,14.2,1,0,1.3,370]
[5623,14.9,40,0,3,365]
[5624,15.7,100,0,4.4000000000000004,362]
[5625,16.5,162,4,1.9,363]
[5626,17.399999999999999,210,8,1.1000000000000001,365]
[5627,18,233,8,1.8,369]
[5628,18.600000000000001,258,11,1.5,374]
[5629,19.100000000000001,267,11,3,372]
[5630,19.399999999999999,257,9,2.4,376]
[5631,19.5,219,6,2.1,376]
[5632,19.5,184,4,1.9,375]
[5633,19.399999999999999,138,0,1.9,375]
[5634,18.399999999999999,80,0,1.3,382]
[5635,18.2,32,0,1.8,383]
[5636,17.8,0,0,2.1,380]
[5637,17.5,0,0,3,380]
[5638,17.2,0,0,1.9,377]
[5639,17,0,0,1.6,377]
[5640,16.7,0,0,1,375]
[5641,16.399999999999999,0,0,0.6,372]
[5642,16.100000000000001,0,0,0.7,369]
[5643,16,0,0,1,370]
[5644,15.9,0,0,1.9,369]
[5645,15.8,0,0,0.7,368]
[5646,15.8,1,0,1.5,368]
[5647,16.5,51,0,1,372]
[5648,17.600000000000001,131,12,2.4,372]
[5649,18.5,185,11,2.1,372]
[5650,19.399999999999999,250,19,2.4,369]
[5651,20.2,277,14,1.1000000000000001,369]
[5652,20.5,233,4,0.7,377]
[5653,20.399999999999999,245,9,1.1000000000000001,384]
[5654,21.1,254,8,0.6,384]
[5655,21.3,262,12,0.9,368]
[5656,21.5,282,38,1.1000000000000001,378]
[5657,21.6,227,62,1.5,362]
[5658,21.3,145,76,1.9,359]
[5659,20.7,56,55,1.6,364]
[5660,20,2,0,2.4,362]
[5661,19.600000000000001,0,0,2.6,364]
[5662,19.100000000000001,0,0,2.1,369]
[5663,18.7,0,0,3,368]
[5664,18.2,0,0,3.2,366]
[5665,18,0,0,3.2,366]
[5666,17.8,0,0,0.5,367]
[5667,17.7,0,0,0.5,365]
[5668,17.600000000000001,0,0,0.6,367]
[5669,17.600000000000001,0,0,0.6,367]
[5670,17.7,4,0,0.7,369]
[5671,18.399999999999999,57,21,0.6,374]
[5672,20.3,247,391,0.2,353]
[5673,22.9,501,759,0.4,343]
[5674,24.6,521,515,0,348]
[5675,25,351,81,0.3,366]
[5676,26.4,655,456,0.2,348]
[5677,26.7,428,95,0.2,363]
[5678,26.8,367,71,0.1,370]
[5679,25.7,94,0,0.3,385]
[5680,24.9,108,0,0.3,379]
[5681,24.5,185,35,0.4,364]
[5682,24.1,164,174,0.7,357]
[5683,23.3,7,0,2.4,381]
[5684,22.6,0,0,1,381]
[5685,21.4,0,0,2.4,375]
[5686,20.2,0,0,1,373]
[5687,19,0,0,1.5,371]
[5688,17.8,0,0,0.8,363]
[5689,16.399999999999999,0,0,0.2,359]
[5690,14.9,0,0,0.9,351]
[5691,14.1,0,0,0.9,345]
[5692,13.3,0,0,1,338]
[5693,12.7,0,0,0.8,332]
[5694,12.7,3,0,0.8,321]
[5695,14,114,457,0.8,325]
[5696,15.9,280,701,0.9,323]
[5697,17.899999999999999,450,831,2.4,323]
[5698,19.899999999999999,601,887,1.3,321]
[5699,21.6,714,907,1.5,323]
[5700,23.1,781,913,2.1,328]
[5701,24.3,798,910,3.2,330]
[5702,25,765,905,3.2,327]
[5703,25.4,683,890,3.7,330]
[5704,25.3,557,855,4.2,333]
[5705,24.7,400,779,2.1,333]
[5706,23.6,230,621,2.1,340]
[5707,22.1,76,350,1.8,347]
[5708,20.6,0,0,3,346]
[5709,19.7,0,0,3.7,353]
[5710,18.899999999999999,0,0,3,350]
[5711,18.100000000000001,0,0,1.8,352]
[5712,17.3,0,0,2.6,347]
[5713,17.3,0,0,2.6,345]
[5714,17.3,0,0,3,346]
[5715,17.3,0,0,4.9000000000000004,345]
[5716,17.399999999999999,0,0,6.7,345]
[5717,17.399999999999999,0,0,3.9,346]
[5718,17.5,1,0,4.7,347]
[5719,18.7,71,86,4.7,354]
[5720,19.3,86,0,3.5,360]
[5721,19.2,37,0,3.7,369]
[5722,19.3,50,0,2.7,368]
[5723,20,174,3,3,361]
[5724,21.4,354,60,4.9000000000000004,357]
[5725,23.3,566,264,4.4000000000000004,342]
[5726,25.8,854,839,4.4000000000000004,330]
[5727,27.5,762,946,6.1,332]
[5728,28.3,564,752,5.8,341]
[5729,28.2,278,228,6.1,361]
[5730,27.7,178,284,6.1,362]
[5731,26.9,74,207,5.3,359]
[5732,25.9,1,0,4.2,355]
[5733,25.2,0,0,6.4,363]
[5734,24.4,0,0,5.3,361]
[5735,23.7,0,0,6.1,360]
[5736,22.9,0,0,4.9000000000000004,361]
[5737,21.8,0,0,5.8,356]
[5738,20.6,0,0,4.2,352]
[5739,19.899999999999999,0,0,4.4000000000000004,353]
[5740,19.3,0,0,5.3,355]
[5741,18.8,0,0,4.9000000000000004,358]
[5742,18.8,2,0,3.9,358]
[5743,19.8,87,118,3.2,359]
[5744,19.8,56,0,1.8,379]
[5745,19.899999999999999,86,0,1.8,381]
[5746,20.3,162,0,2.1,377]
[5747,21.1,284,22,3.5,375]
[5748,22.1,420,99,2.7,368]
[5749,23.4,618,371,1.3,357]
[5750,23.6,332,50,1.3,373]
[5751,23.9,379,109,1.5,368]
[5752,23.4,194,10,0.9,393]
[5753,23.5,227,98,0.8,386]
[5754,23.2,163,214,1.3,370]
[5755,22.5,5,0,0.9,387]
[5756,21.8,0,0,1.6,383]
[5757,21,0,0,3,380]
[5758,20.2,0,0,3.2,378]
[5759,19.399999999999999,0,0,1.1000000000000001,374]
[5760,18.7,0,0,1.3,373]
[5761,18.3,0,0,2.4,371]
[5762,17.899999999999999,0,0,2.1,372]
[5763,17.7,0,0,1.1000000000000001,368]
[5764,17.5,0,0,0.6,367]
[5765,17.399999999999999,0,0,0.4,367]
[5766,17.399999999999999,1,0,1.1000000000000001,364]
[5767,17.8,36,0,1,357]
[5768,18.899999999999999,159,97,0.4,348]
[5769,19.8,208,24,1.3,349]
[5770,20.6,281,45,1.8,351]
[5771,20.5,116,0,2.4,367]
[5772,20.9,245,16,3.5,356]
[5773,21.8,465,139,3,346]
[5774,22.3,351,65,3.2,354]
[5775,21.9,116,0,1.9,363]
[5776,21.5,98,0,1.3,378]
[5777,21.1,60,0,2.1,393]
[5778,20.5,17,0,2.1,394]
[5779,20.100000000000001,5,0,3.5,393]
[5780,19.3,0,0,2.6,389]
[5781,19.2,0,0,1.3,386]
[5782,18.7,0,0,1.1000000000000001,381]
[5783,18.2,0,0,1.3,375]
[5784,17.7,0,0,1.5,370]
[5785,17.2,0,0,1.3,365]
[5786,16.600000000000001,0,0,1,359]
[5787,16.3,0,0,1.6,355]
[5788,16,0,0,3,351]
[5789,15.7,0,0,3.5,347]
[5790,15.7,1,0,2.7,345]
[5791,17,89,289,2.4,342]
[5792,18.5,203,293,1.5,347]
[5793,19.7,265,128,1.8,355]
[5794,21.4,437,320,1.1000000000000001,346]
[5795,22.6,451,193,0.6,354]
[5796,23.9,564,300,0.9,356]
[5797,24.6,474,134,1.1000000000000001,366]
[5798,25.1,481,170,1,369]
[5799,25.5,498,334,1.3,362]
[5800,25.6,390,290,1.6,367]
[5801,25.4,327,442,2.4,361]
[5802,24.9,230,602,2.1,352]
[5803,23.9,67,338,0.8,359]
[5804,22.7,0,0,0.3,359]
[5805,21.7,0,0,0.4,362]
[5806,20.7,0,0,0.6,362]
[5807,19.8,0,0,0.5,364]
[5808,18.8,0,0,0.3,362]
[5809,18.100000000000001,0,0,0.2,356]
[5810,17.399999999999999,0,0,0.4,354]
[5811,17.100000000000001,0,0,0.4,353]
[5812,16.7,0,0,0.7,352]
[5813,16.5,0,0,0.8,351]
[5814,16.5,1,0,1.6,354]
[5815,17.8,94,383,1.1000000000000001,357]
[5816,19.8,251,620,2.4,351]
[5817,21.9,414,753,5.3,351]
[5818,24,560,816,3.7,348]
[5819,26,670,837,6.4,350]
[5820,27.7,742,865,8.6,352]
[5821,29,770,895,9.5,353]
[5822,29.9,725,859,9.5,353]
[5823,30.4,647,857,8,352]
[5824,30.5,519,806,7.6,354]
[5825,29.9,369,745,6.7,353]
[5826,28.9,204,598,9.9,356]
[5827,27.4,56,297,6.4,359]
[5828,26,0,0,7.2,363]
[5829,24,0,0,8,356]
[5830,21.9,0,0,8.6,351]
[5831,20.100000000000001,0,0,6.1,342]
[5832,18.3,0,0,5.3,335]
[5833,16.399999999999999,0,0,5,299]
[5834,14.6,0,0,4,296]
[5835,12.8,0,0,3.8,293]
[5836,11.7,0,0,2.6,291]
[5837,10.9,0,0,1.9,289]
[5838,10.7,1,0,0.8,286]
[5839,12.1,98,443,1.6,293]
[5840,14.2,262,709,0.7,292]
[5841,16.5,432,839,0.8,293]
[5842,18.8,583,897,1.3,289]
[5843,20.9,700,928,1,289]
[5844,22.7,772,944,1.3,295]
[5845,24,790,946,1.4,300]
[5846,24.9,757,945,1.6,303]
[5847,25.3,671,928,1.7,306]
[5848,25.3,539,888,1.1000000000000001,309]
[5849,24.5,380,812,0.6,310]
[5850,23.2,206,640,1,317]
[5851,21.4,55,293,1.6,316]
[5852,19.600000000000001,0,0,2.4,322]
[5853,18.2,0,0,2.6,323]
[5854,16.7,0,0,3.6,316]
[5855,15.3,0,0,2.4,316]
[5856,13.8,0,0,1.9,320]
[5857,13.2,0,0,0.8,312]
[5858,12.6,0,0,1.1000000000000001,316]
[5859,12.3,0,0,2.1,317]
[5860,12,0,0,2.8,318]
[5861,11.7,0,0,2.1,318]
[5862,11.7,1,0,2.4,326]
[5863,13,77,216,3.1,334]
[5864,15,216,447,2.4,335]
[5865,17.5,394,648,2.1,334]
[5866,19.8,506,644,2.4,334]
[5867,22,625,652,3.8,337]
[5868,23.3,578,349,3.3,347]
[5869,24.5,627,474,2.4,346]
[5870,25.1,548,330,1.1000000000000001,350]
[5871,25.5,509,393,2.8,349]
[5872,25.2,367,220,2.8,355]
[5873,24.6,295,401,1.4,353]
[5874,23.4,146,201,1.7,361]
[5875,21.9,32,0,2.1,368]
[5876,20.8,0,0,2.6,371]
[5877,19.7,0,0,2.1,362]
[5878,18.600000000000001,0,0,2.8,360]
[5879,17.5,0,0,1.1000000000000001,358]
[5880,16.399999999999999,0,0,0.7,353]
[5881,15.6,0,0,0.4,349]
[5882,14.8,0,0,0.3,344]
[5883,14.3,0,0,0.3,341]
[5884,13.8,0,0,0.3,338]
[5885,13.4,0,0,0.2,339]
[5886,13.4,2,0,0.2,341]
[5887,14.8,82,325,0.1,348]
[5888,16.899999999999999,228,436,0,348]
[5889,18.3,266,168,0.1,363]
[5890,20.2,427,328,0.2,356]
[5891,21.1,367,93,0.2,367]
[5892,21.7,371,41,0.3,369]
[5893,22,328,29,0.4,371]
[5894,23,535,277,0.3,355]
[5895,24,591,626,0.2,350]
[5896,24.5,484,678,0.3,349]
[5897,24.6,407,773,0.2,342]
[5898,23.9,215,506,0,347]
[5899,22.6,60,36,0,349]
[5900,21.8,0,0,0.1,356]
[5901,20.9,0,0,0.2,357]
[5902,20,0,0,0.1,359]
[5903,19.100000000000001,0,0,0,357]
[5904,18.2,0,0,0.1,356]
[5905,17.8,0,0,0.2,357]
[5906,17.5,0,0,0.4,356]
[5907,17.399999999999999,0,0,0.6,362]
[5908,17.2,0,0,0.3,366]
[5909,17.2,0,0,0.3,368]
[5910,17.3,0,0,0.4,373]
[5911,17.5,8,0,0.4,379]
[5912,17.7,26,0,0.3,377]
[5913,19.3,255,153,0.4,359]
[5914,22.2,634,743,0.5,335]
[5915,24.7,761,822,1,339]
[5916,26,624,503,1.7,355]
[5917,26.9,589,339,2.1,363]
[5918,25.6,66,0,2.8,397]
[5919,24.5,58,0,2.8,396]
[5920,23.6,47,0,3.3,399]
[5921,22.8,32,0,3.6,399]
[5922,22.1,17,0,3.6,399]
[5923,21.5,4,0,5,398]
[5924,21.3,0,0,4.2,397]
[5925,21.2,0,0,5,400]
[5926,21.1,0,0,5,399]
[5927,20.9,0,0,5.3,398]
[5928,20.8,0,0,3.3,397]
[5929,20.2,0,0,2.6,396]
[5930,19.600000000000001,0,0,2.1,394]
[5931,19.3,0,0,1.4,393]
[5932,18.899999999999999,0,0,1.9,392]
[5933,18.7,0,0,3.3,391]
[5934,18.7,0,0,2.4,390]
[5935,19,24,0,1.7,391]
[5936,19.5,63,0,2.4,390]
[5937,20,103,0,1.6,390]
[5938,20.5,141,0,2.6,390]
[5939,21,179,2,1.7,390]
[5940,21.4,194,4,3.1,391]
[5941,21.8,200,5,2.8,391]
[5942,22,182,3,2.1,390]
[5943,22,157,0,1.7,390]
[5944,22,124,0,1.6,388]
[5945,21.8,83,0,1.7,388]
[5946,21.3,43,0,1,395]
[5947,20.9,4,0,1,401]
[5948,20.100000000000001,0,0,0.7,399]
[5949,19.100000000000001,0,0,1,392]
[5950,19,0,0,1.7,388]
[5951,18.3,0,0,2.6,387]
[5952,17.7,0,0,2.6,384]
[5953,17,0,0,1.4,381]
[5954,15.9,0,0,2.1,375]
[5955,16.3,0,0,1.3,377]
[5956,16.100000000000001,0,0,0.9,379]
[5957,15.9,0,0,2.4,376]
[5958,15.9,0,0,1.6,373]
[5959,16.2,18,0,1.1000000000000001,374]
[5960,16.7,57,0,1,371]
[5961,17.2,96,0,1.1000000000000001,373]
[5962,17.600000000000001,116,0,0.8,375]
[5963,18.100000000000001,139,0,1.1000000000000001,376]
[5964,18.3,134,0,1.4,379]
[5965,18.600000000000001,159,1,1.3,379]
[5966,18.899999999999999,166,1,1.4,377]
[5967,19.2,199,4,1.1000000000000001,372]
[5968,19.100000000000001,147,0,1.7,379]
[5969,19.2,102,0,1.4,380]
[5970,19,64,0,1.3,378]
[5971,18.600000000000001,12,0,1.3,379]
[5972,17.8,0,0,1.6,378]
[5973,17,0,0,1.9,373]
[5974,16,0,0,0.6,373]
[5975,15.5,0,0,0.7,369]
[5976,14.8,0,0,1.4,364]
[5977,14.1,0,0,1.7,363]
[5978,13.4,0,0,2.8,359]
[5979,13,0,0,1.4,357]
[5980,12.7,0,0,1.9,354]
[5981,12.4,0,0,2.6,353]
[5982,12.3,0,0,3.8,351]
[5983,12.7,24,0,4.2,355]
[5984,13.1,55,0,2.6,356]
[5985,13.3,56,0,5.3,358]
[5986,14,131,0,4.2,354]
[5987,14.5,151,0,4.2,359]
[5988,15.4,268,15,2.8,355]
[5989,15.9,227,6,1.9,360]
[5990,16.2,230,7,1.9,359]
[5991,16.7,260,19,2.4,354]
[5992,16.600000000000001,234,35,3.8,358]
[5993,17.100000000000001,233,217,4.7,342]
[5994,17,152,348,5.3,339]
[5995,16.5,35,0,3.1,341]
[5996,16,0,0,4.4000000000000004,344]
[5997,15.6,0,0,2.6,343]
[5998,15.1,0,0,2.1,345]
[5999,14.7,0,0,2.8,345]
[6000,14.2,0,0,3.3,345]
[6001,14,0,0,3.6,347]
[6002,13.8,0,0,2.8,349]
[6003,13.8,0,0,4.4000000000000004,349]
[6004,13.7,0,0,3.8,352]
[6005,13.6,0,0,5.6,352]
[6006,13.6,0,0,4.4000000000000004,356]
[6007,14,21,0,3.3,360]
[6008,14.6,65,0,4.2,357]
[6009,15.4,112,0,5.3,357]
[6010,16.100000000000001,159,0,5.3,360]
[6011,16.8,187,4,6.2,360]
[6012,17,208,6,9.9,368]
[6013,17.8,207,6,6.9,371]
[6014,18.100000000000001,195,4,7.2,373]
[6015,18.3,172,2,13,374]
[6016,18.3,135,0,9.9,363]
[6017,18.100000000000001,90,0,10.9,359]
[6018,17.7,42,0,9.1,357]
[6019,17.2,3,0,8.5,365]
[6020,16.5,0,0,6.6,363]
[6021,15.8,0,0,4.7,358]
[6022,15,0,0,6.6,355]
[6023,14.2,0,0,3.8,357]
[6024,13.5,0,0,3.1,357]
[6025,12.5,0,0,2.8,354]
[6026,12,0,0,2.4,350]
[6027,11.5,0,0,1.7,346]
[6028,11.1,0,0,3.1,343]
[6029,10.8,0,0,1.9,341]
[6030,10.8,0,0,2.1,339]
[6031,11.3,34,0,1.9,341]
[6032,12.2,115,19,2.4,337]
[6033,13.3,195,30,3.3,337]
[6034,14.2,243,21,2.6,341]
[6035,15.1,296,26,2.8,343]
[6036,15.7,283,15,4,345]
[6037,16.100000000000001,286,16,2.4,342]
[6038,16.399999999999999,285,19,3.1,342]
[6039,16.600000000000001,244,16,3.8,345]
[6040,16.5,201,15,3.1,344]
[6041,16.2,137,9,2.8,342]
[6042,15.7,61,0,1.9,342]
[6043,15,2,0,1.9,351]
[6044,13.8,0,0,1.7,343]
[6045,12.6,0,0,1.6,337]
[6046,11.4,0,0,2.4,333]
[6047,10.3,0,0,3.1,325]
[6048,9.1,0,0,2.8,321]
[6049,8.1,0,0,3.3,318]
[6050,7,0,0,2.8,313]
[6051,6.5,0,0,3.8,308]
[6052,5.9,0,0,3.3,302]
[6053,5.5,0,0,2.1,298]
[6054,5.4,0,0,1.9,295]
[6055,6.5,71,383,1.3,297]
[6056,8.6,229,686,1.3,298]
[6057,11,397,826,1.3,302]
[6058,13.4,543,885,1.1000000000000001,303]
[6059,15.6,653,909,1,305]
[6060,17.5,724,930,0.7,309]
[6061,18.899999999999999,744,941,1.3,311]
[6062,20,713,947,1.9,313]
[6063,20.5,628,936,3.3,315]
[6064,20.5,498,899,2.6,316]
[6065,19.8,338,813,2.8,318]
[6066,18.399999999999999,164,372,3.3,319]
[6067,16.600000000000001,12,0,3.6,338]
[6068,15.1,0,0,3.6,336]
[6069,13.7,0,0,2.6,330]
[6070,12.2,0,0,2.4,325]
[6071,10.8,0,0,1,319]
[6072,9.3000000000000007,0,0,0.4,314]
[6073,8.3000000000000007,0,0,1.4,309]
[6074,7,0,0,1.6,302]
[6075,6.3,0,0,2.1,301]
[6076,5.6,0,0,0.5,297]
[6077,5.0999999999999996,0,0,0.3,293]
[6078,4.9000000000000004,0,0,0.6,291]
[6079,5.6,67,360,0.7,292]
[6080,7.1,222,664,1.6,290]
[6081,8.9,391,820,1.9,290]
[6082,10.7,542,893,2.1,288]
[6083,12.3,658,928,3.1,290]
[6084,13.7,725,942,3.6,293]
[6085,14.7,740,943,5,295]
[6086,15.4,701,936,5.9,298]
[6087,15.6,614,919,6.9,301]
[6088,15.5,480,870,8.5,300]
[6089,14.7,319,768,8.5,301]
[6090,13.4,149,332,9.1,302]
[6091,11.9,8,0,7.2,320]
[6092,10.5,0,0,5.3,320]
[6093,9.1999999999999993,0,0,5.9,315]
[6094,7.9,0,0,6.6,308]
[6095,6.6,0,0,5.6,305]
[6096,5.2,0,0,5.9,299]
[6097,5,0,0,5.9,296]
[6098,4.7,0,0,5,294]
[6099,4.5,0,0,6.9,291]
[6100,4.3,0,0,7.5,290]
[6101,4.0999999999999996,0,0,6.2,288]
[6102,4,0,0,5,288]
[6103,4.9000000000000004,62,331,4.2,289]
[6104,6.8,212,637,3.8,288]
[6105,9,376,773,2.6,291]
[6106,11.1,511,809,2.4,291]
[6107,13.1,618,834,1.9,294]
[6108,14.8,675,820,1.1000000000000001,298]
[6109,16,684,808,0.7,299]
[6110,16.899999999999999,651,813,0.6,297]
[6111,17.2,573,817,0.8,293]
[6112,17.2,456,807,0.7,297]
[6113,16.5,306,733,1.6,299]
[6114,15.2,144,325,1.1000000000000001,303]
[6115,13.5,7,0,2.4,325]
[6116,12.7,0,0,1.1000000000000001,330]
[6117,11.9,0,0,1,329]
[6118,11.1,0,0,1.4,329]
[6119,10.3,0,0,1.4,326]
[6120,9.5,0,0,1.3,325]
[6121,9.1999999999999993,0,0,1.3,324]
[6122,8.9,0,0,2.6,319]
[6123,8.8000000000000007,0,0,2.4,318]
[6124,8.6,0,0,2.4,318]
[6125,8.5,0,0,1.9,321]
[6126,8.5,0,0,1.7,321]
[6127,8.9,26,0,3.1,322]
[6128,9.8000000000000007,96,8,2.8,318]
[6129,10.9,166,18,2.4,321]
[6130,11.8,219,14,1.4,325]
[6131,12.8,278,22,0.7,326]
[6132,13.7,321,32,0.8,328]
[6133,14.4,320,29,1.1000000000000001,335]
[6134,14.9,310,28,1.9,335]
[6135,15,247,18,1.7,339]
[6136,14.9,190,15,1.1000000000000001,342]
[6137,14.5,119,2,1.7,343]
[6138,13.8,47,0,1.4,341]
[6139,13.1,2,0,1.9,349]
[6140,12.9,0,0,2.1,347]
[6141,12.8,0,0,3.3,344]
[6142,12.7,0,0,3.3,343]
[6143,12.6,0,0,2.8,343]
[6144,12.4,0,0,3.6,345]
[6145,12.6,0,0,2.8,348]
[6146,12.7,0,0,2.6,347]
[6147,12.7,0,0,1.7,347]
[6148,12.8,0,0,1.6,346]
[6149,12.9,0,0,3.1,345]
[6150,12.9,0,0,2.8,345]
[6151,13.5,28,0,2.4,347]
[6152,14.7,105,18,2.8,347]
[6153,16.100000000000001,194,50,3.1,337]
[6154,17.399999999999999,251,29,1.7,337]
[6155,18.5,284,29,3.3,339]
[6156,19.5,318,28,3.3,342]
[6157,20.5,361,70,4.7,340]
[6158,21.1,329,42,7.2,341]
[6159,21.4,282,40,7.5,341]
[6160,21.4,213,30,6.2,339]
[6161,21.1,137,15,6.9,342]
[6162,20.399999999999999,65,23,6.2,341]
[6163,19.600000000000001,1,0,5.6,355]
[6164,18.399999999999999,0,0,5,355]
[6165,17.3,0,0,5,349]
[6166,16.2,0,0,7.5,344]
[6167,15.1,0,0,6.6,343]
[6168,14,0,0,7.2,338]
[6169,12.6,0,0,7.5,331]
[6170,11.1,0,0,4.4000000000000004,323]
[6171,10.4,0,0,5.3,320]
[6172,9.6,0,0,5.3,316]
[6173,9.1,0,0,5,313]
[6174,9,0,0,4,311]
[6175,9.8000000000000007,54,283,4.7,312]
[6176,11.5,201,612,3.8,315]
[6177,13.7,365,776,5.9,317]
[6178,15.8,507,840,6.2,314]
[6179,17.8,613,860,6.6,315]
[6180,19.5,674,865,5.9,320]
[6181,20.8,690,877,4.7,320]
[6182,21.7,661,895,5,321]
[6183,22.1,576,885,3.6,324]
[6184,22.1,453,858,2.4,324]
[6185,21.4,298,766,3.8,320]
[6186,20.100000000000001,133,560,3.3,325]
[6187,18.399999999999999,5,0,2.4,322]
[6188,16.899999999999999,0,0,1.9,327]
[6189,15.4,0,0,2.4,322]
[6190,13.9,0,0,2.4,320]
[6191,12.4,0,0,1.3,317]
[6192,10.9,0,0,2.4,316]
[6193,10.1,0,0,1.9,316]
[6194,9.1999999999999993,0,0,2.4,313]
[6195,8.1999999999999993,0,0,2.4,311]
[6196,7.8,0,0,1.9,313]
[6197,7.3,0,0,4,309]
[6198,6.9,0,0,5.6,310]
[6199,7.8,31,0,5,312]
[6200,10.5,214,433,4.4000000000000004,297]
[6201,13.1,384,847,4.2,301]
[6202,15.6,537,921,5.3,299]
[6203,17.7,651,952,6.6,302]
[6204,19.399999999999999,712,958,6.2,301]
[6205,20.7,726,962,6.6,305]
[6206,21.4,686,956,8.5,303]
[6207,21.7,595,934,9.9,303]
[6208,21.4,458,884,8,306]
[6209,20.399999999999999,293,766,4.7,309]
[6210,18.8,122,511,3.8,317]
[6211,17,2,0,4,316]
[6212,15.7,0,0,5.6,321]
[6213,14.3,0,0,5.6,318]
[6214,13,0,0,3.8,315]
[6215,11.7,0,0,4.7,316]
[6216,10.4,0,0,3.8,315]
[6217,9.4,0,0,4.4000000000000004,312]
[6218,8.1,0,0,5.3,311]
[6219,6.8,0,0,4.2,306]
[6220,6,0,0,2.1,302]
[6221,5.3,0,0,1.9,301]
[6222,4.7,0,0,2.6,296]
[6223,5.0999999999999996,26,0,2.6,299]
[6224,6.8,195,437,1.4,285]
[6225,8.5,353,753,1.9,286]
[6226,10,481,770,1.7,284]
[6227,11.2,587,802,3.1,288]
[6228,12.2,649,816,3.3,288]
[6229,12.9,660,813,2.4,291]
[6230,13.3,622,808,2.1,290]
[6231,13.3,546,825,3.3,290]
[6232,13,422,786,2.8,291]
[6233,12.1,270,675,1.3,295]
[6234,10.7,111,452,1.7,298]
[6235,9.3000000000000007,2,0,1,295]
[6236,8.8000000000000007,0,0,1.3,300]
[6237,8.1999999999999993,0,0,2.1,301]
[6238,7.7,0,0,1.6,301]
[6239,7.2,0,0,1.6,303]
[6240,6.7,0,0,3.1,303]
[6241,7.3,0,0,3.1,305]
[6242,7.9,0,0,3.1,309]
[6243,8.6,0,0,0.9,316]
[6244,9,0,0,1.3,319]
[6245,9.3000000000000007,0,0,1.3,321]
[6246,9.6,0,0,0.9,321]
[6247,10.1,12,0,0.7,325]
[6248,11.7,90,14,1,321]
[6249,13.2,170,29,0.7,322]
[6250,14.8,248,32,0.4,321]
[6251,15.9,264,22,0.9,329]
[6252,17,322,33,1.1000000000000001,334]
[6253,17.7,324,36,1,348]
[6254,18.3,302,34,0.7,342]
[6255,18.5,254,27,1.4,342]
[6256,18.399999999999999,196,21,1.3,345]
[6257,18,137,26,0.3,345]
[6258,17.2,49,0,0.6,347]
[6259,16.3,1,0,0.6,343]
[6260,15.9,0,0,0.6,341]
[6261,15.4,0,0,1.6,340]
[6262,14.9,0,0,1.4,337]
[6263,14.5,0,0,2.4,335]
[6264,14,0,0,1.9,331]
[6265,13.2,0,0,1.6,327]
[6266,12.5,0,0,1.9,328]
[6267,11.7,0,0,2.6,327]
[6268,11.4,0,0,4,327]
[6269,11,0,0,2.6,326]
[6270,10.8,0,0,2.6,326]
[6271,11.4,32,0,3.1,329]
[6272,12.9,212,435,2.4,314]
[6273,14.3,353,773,1.9,317]
[6274,15.8,554,889,1,307]
[6275,17,622,733,0.5,313]
[6276,17.3,435,218,0.6,329]
[6277,16,55,0,0.6,356]
[6278,15.1,52,0,1.1000000000000001,354]
[6279,14.4,45,0,2.8,351]
[6280,13.7,34,0,2.4,352]
[6281,13.2,22,0,4,351]
[6282,12.8,9,0,3.8,348]
[6283,12.3,1,0,3.1,351]
[6284,11.9,0,0,3.8,346]
[6285,11.5,0,0,3.3,342]
[6286,11.1,0,0,1.3,339]
[6287,10.7,0,0,1.3,336]
[6288,10.3,0,0,1.6,332]
[6289,9.3000000000000007,0,0,3.6,329]
[6290,8.1999999999999993,0,0,2.8,325]
[6291,7.1,0,0,2.6,319]
[6292,6.5,0,0,2.1,315]
[6293,5.9,0,0,1.9,311]
[6294,5.4,0,0,2.4,308]
[6295,6,23,0,1.6,310]
[6296,8.6,202,423,1.4,297]
[6297,11.1,377,850,1.3,299]
[6298,13.5,531,929,1.9,300]
[6299,15.5,644,961,2.6,304]
[6300,17.2,710,975,0.9,308]
[6301,18.399999999999999,720,976,0.6,311]
[6302,19.100000000000001,678,968,0.7,315]
[6303,19.3,581,942,0.7,316]
[6304,18.899999999999999,442,887,0.9,316]
[6305,17.899999999999999,276,771,0.6,315]
[6306,16.2,106,510,0.6,318]
[6307,14.4,1,0,0.7,314]
[6308,13.7,0,0,0.8,320]
[6309,13,0,0,0.8,321]
[6310,12.2,0,0,0.6,319]
[6311,11.5,0,0,1.7,320]
[6312,10.8,0,0,2.4,322]
[6313,10.5,0,0,2.4,321]
[6314,10.3,0,0,1,321]
[6315,10,0,0,1,320]
[6316,9.9,0,0,0.9,319]
[6317,9.8000000000000007,0,0,0.7,321]
[6318,9.6999999999999993,0,0,0.6,328]
[6319,10.199999999999999,18,0,0.7,332]
[6320,12.7,212,426,1.1000000000000001,310]
[6321,14.3,310,499,2.1,320]
[6322,15.7,394,442,2.8,324]
[6323,17.100000000000001,514,582,2.6,324]
[6324,18.5,607,606,2.8,323]
[6325,18.399999999999999,317,71,1.4,345]
[6326,18.2,305,49,1.1000000000000001,343]
[6327,17.100000000000001,100,0,1.4,353]
[6328,16.2,89,0,2.6,350]
[6329,15.2,22,0,2.4,354]
[6330,14.4,23,0,1.9,347]
[6331,13.7,0,0,3.3,345]
[6332,13.4,0,0,4.7,350]
[6333,13.2,0,0,2.6,346]
[6334,13,0,0,4.7,350]
[6335,12.8,0,0,3.8,351]
[6336,12.6,0,0,4.4000000000000004,351]
[6337,11.9,0,0,4,354]
[6338,11.8,0,0,3.8,354]
[6339,11.4,0,0,5.9,352]
[6340,11.2,0,0,5.9,352]
[6341,11,0,0,4,350]
[6342,10.7,0,0,4.7,349]
[6343,10.8,4,0,3.3,350]
[6344,11.3,37,0,4.2,347]
[6345,11.8,81,0,2.8,348]
[6346,12.3,117,0,1.7,348]
[6347,12.8,160,0,1.7,350]
[6348,13,177,2,1.7,350]
[6349,13.5,170,1,0.8,349]
[6350,13.5,142,0,0.7,351]
[6351,13.4,99,0,1.6,353]
[6352,13.2,73,0,2.4,351]
[6353,12.4,49,0,2.1,351]
[6354,11.4,16,0,1.9,350]
[6355,12.1,0,0,4.7,352]
[6356,11.7,0,0,4.4000000000000004,351]
[6357,11.9,0,0,3.3,351]
[6358,11.8,0,0,2.4,351]
[6359,11.6,0,0,3.1,346]
[6360,11.4,0,0,3.6,348]
[6361,11.4,0,0,3.8,349]
[6362,11.3,0,0,3.3,349]
[6363,11.2,0,0,3.1,349]
[6364,11.2,0,0,4.4000000000000004,351]
[6365,11.2,0,0,2.8,351]
[6366,11.1,0,0,2.6,350]
[6367,11.2,3,0,2.1,351]
[6368,11.9,45,0,3.3,347]
[6369,12.6,89,0,5.3,345]
[6370,13.3,135,0,4.7,344]
[6371,13.9,164,0,4.7,348]
[6372,14.4,174,2,4.4000000000000004,348]
[6373,14.7,172,1,3.6,350]
[6374,14.9,172,1,4.4000000000000004,352]
[6375,15,147,0,5,351]
[6376,14.9,103,0,4.7,351]
[6377,14.6,71,0,5,347]
[6378,14.2,29,0,4,352]
[6379,13.6,0,0,1.9,350]
[6380,13.6,0,0,3.6,351]
[6381,13.1,0,0,5,354]
[6382,13.4,0,0,4.7,354]
[6383,13.3,0,0,4.4000000000000004,355]
[6384,13.2,0,0,4.7,356]
[6385,13.1,0,0,5.9,356]
[6386,13.1,0,0,6.6,358]
[6387,13,0,0,5.6,356]
[6388,13,0,0,4.2,357]
[6389,13,0,0,6.2,358]
[6390,13,0,0,5.6,357]
[6391,13.1,3,0,5.6,357]
[6392,14.1,64,0,4,344]
[6393,15.4,158,23,4.7,341]
[6394,16.8,246,57,3.8,341]
[6395,18.2,343,140,2.6,340]
[6396,19,301,32,1.3,347]
[6397,19.600000000000001,327,41,3.3,346]
[6398,20,299,42,3.8,350]
[6399,20.2,256,32,4.2,350]
[6400,19.899999999999999,154,7,5,351]
[6401,19.399999999999999,105,10,6.2,352]
[6402,18.600000000000001,36,0,6.6,354]
[6403,17.899999999999999,0,0,8,355]
[6404,17.2,0,0,11.5,352]
[6405,16.600000000000001,0,0,9.9,353]
[6406,16,0,0,9.1,350]
[6407,15.3,0,0,7.5,349]
[6408,14.7,0,0,4.7,350]
[6409,13.9,0,0,4.2,352]
[6410,13.1,0,0,3.8,347]
[6411,12.3,0,0,3.1,342]
[6412,11.9,0,0,3.6,339]
[6413,11.4,0,0,1.9,338]
[6414,11.1,0,0,1.7,336]
[6415,11.1,3,0,2.1,339]
[6416,12.3,94,78,1.6,320]
[6417,13.5,185,78,1.1000000000000001,322]
[6418,14.3,215,22,1.1000000000000001,329]
[6419,15,260,30,1.9,333]
[6420,15.5,286,25,1,333]
[6421,16,316,39,0.7,330]
[6422,16.2,245,21,0.8,334]
[6423,16.399999999999999,285,91,0.7,325]
[6424,16.2,187,28,0.3,328]
[6425,15.8,123,64,0.4,329]
[6426,15.2,60,163,0.5,324]
[6427,14.5,0,0,1.3,324]
[6428,13.8,0,0,0.9,324]
[6429,13,0,0,1.4,325]
[6430,12.3,0,0,2.6,326]
[6431,11.6,0,0,3.3,326]
[6432,10.9,0,0,5,326]
[6433,10.4,0,0,3.6,327]
[6434,9.8000000000000007,0,0,5,328]
[6435,9.5,0,0,5,327]
[6436,9.3000000000000007,0,0,5.3,330]
[6437,9,0,0,5.9,330]
[6438,8.9,0,0,7.5,331]
[6439,9,3,0,3.6,333]
[6440,9.8000000000000007,64,0,3.1,324]
[6441,10.7,122,2,3.1,327]
[6442,11.6,188,13,4,318]
[6443,12.3,233,16,3.6,317]
[6444,13.1,277,23,5,319]
[6445,13.6,288,26,4.2,316]
[6446,14.1,304,68,4.4000000000000004,315]
[6447,14.3,229,21,6.9,315]
[6448,14.1,156,10,6.2,316]
[6449,13.7,97,7,4,315]
[6450,13.1,34,2,6.6,316]
[6451,12.5,0,0,7.2,314]
[6452,11.7,0,0,8.5,312]
[6453,10.9,0,0,8,311]
[6454,10.199999999999999,0,0,9.1,308]
[6455,9.4,0,0,5.6,306]
[6456,8.6,0,0,8,305]
[6457,7.9,0,0,7.5,306]
[6458,7.1,0,0,6.6,304]
[6459,6.3,0,0,8,302]
[6460,5.8,0,0,5.6,300]
[6461,5.4,0,0,4.7,299]
[6462,5.0999999999999996,0,0,6.6,298]
[6463,5.4,11,0,5.9,296]
[6464,7.4,154,339,5.9,281]
[6465,9.3000000000000007,285,559,6.2,286]
[6466,11.2,424,701,4,281]
[6467,12.9,509,670,4,285]
[6468,14.1,539,607,3.8,290]
[6469,15,545,598,4.4000000000000004,295]
[6470,15.3,462,397,4.4000000000000004,299]
[6471,15.4,413,492,5.9,299]
[6472,15.1,315,522,6.2,299]
[6473,14.3,194,523,3.8,299]
[6474,13,53,222,3.3,303]
[6475,11.7,0,0,1.4,306]
[6476,10.9,0,0,1.6,309]
[6477,10.1,0,0,1.3,310]
[6478,9.3000000000000007,0,0,0.4,308]
[6479,8.5,0,0,0.4,308]
[6480,7.7,0,0,0.9,308]
[6481,7.2,0,0,1.6,307]
[6482,6.6,0,0,2.6,306]
[6483,6,0,0,1,306]
[6484,5.7,0,0,0.7,304]
[6485,5.4,0,0,0.7,307]
[6486,5.2,0,0,0.8,308]
[6487,5.2,2,0,1.3,310]
[6488,6.2,80,43,0.6,301]
[6489,7.5,184,92,0.4,299]
[6490,8.5,242,61,0.3,300]
[6491,9.4,283,53,0.4,302]
[6492,10.3,362,123,0.4,301]
[6493,10.9,353,107,0.6,305]
[6494,11.1,305,76,0.8,305]
[6495,11.1,220,19,1.6,308]
[6496,10.8,172,23,3.3,306]
[6497,10.199999999999999,90,4,3.6,308]
[6498,9.4,28,0,3.6,312]
[6499,8.6,0,0,3.1,311]
[6500,8.5,0,0,3.8,312]
[6501,8.3000000000000007,0,0,3.6,316]
[6502,8.1,0,0,3.1,315]
[6503,7.9,0,0,2.4,314]
[6504,7.7,0,0,1.4,314]
[6505,7.8,0,0,1.7,311]
[6506,7.9,0,0,1.9,312]
[6507,8,0,0,1.1000000000000001,313]
[6508,8,0,0,0.4,315]
[6509,8.1,0,0,0.4,315]
[6510,8.1,0,0,0.5,315]
[6511,8.3000000000000007,3,0,0.3,316]
[6512,9.6999999999999993,88,89,0.5,307]
[6513,10.8,133,16,0.6,313]
[6514,11.7,181,11,0.5,318]
[6515,12.7,249,21,0.8,319]
[6516,13.3,241,18,2.1,324]
[6517,14.2,329,87,2.4,318]
[6518,15.1,380,193,3.6,316]
[6519,15.7,340,189,3.3,316]
[6520,15.7,223,118,3.1,321]
[6521,15.3,118,97,4,324]
[6522,14.4,5,0,4.2,345]
[6523,13.7,0,0,4.4000000000000004,343]
[6524,13,0,0,4.4000000000000004,339]
[6525,12.3,0,0,5.6,336]
[6526,11.6,0,0,2.6,333]
[6527,10.9,0,0,3.1,333]
[6528,10.199999999999999,0,0,3.1,332]
[6529,9.3000000000000007,0,0,2.4,329]
[6530,8.4,0,0,1.9,321]
[6531,7.4,0,0,1.9,319]
[6532,6.9,0,0,4.7,317]
[6533,6.4,0,0,2.1,315]
[6534,6.1,0,0,1.9,317]
[6535,6.2,7,0,1.9,318]
[6536,7.9,133,272,1.7,303]
[6537,9.8000000000000007,277,614,2.6,303]
[6538,11.8,425,766,1.1000000000000001,301]
[6539,13.5,533,836,3.6,302]
[6540,15,591,827,3.8,305]
[6541,15.8,548,613,3.3,311]
[6542,16.3,521,689,3.8,308]
[6543,16.399999999999999,425,596,2.4,307]
[6544,16,309,542,1.9,308]
[6545,15.1,178,352,1.3,307]
[6546,13.7,26,0,1.9,321]
[6547,12.7,0,0,1.4,321]
[6548,11.7,0,0,1.1000000000000001,322]
[6549,10.7,0,0,1.6,319]
[6550,9.6999999999999993,0,0,1.7,316]
[6551,8.6999999999999993,0,0,0.9,313]
[6552,7.6,0,0,0.9,310]
[6553,6.9,0,0,1.5,319]
[6554,6.1,0,0,1.7,318]
[6555,5.2,0,0,1.7,315]
[6556,4.8,0,0,1.4,314]
[6557,4.4000000000000004,0,0,2.2999999999999998,315]
[6558,4.0999999999999996,0,0,1.5,313]
[6559,4.2,2,0,3.1,313]
[6560,5.0999999999999996,52,0,3.1,306]
[6561,6.2,115,2,3.4,306]
[6562,7.3,174,11,3.4,307]
[6563,8.1999999999999993,217,12,3.8,309]
[6564,9.1999999999999993,264,23,2.2999999999999998,307]
[6565,9.8000000000000007,269,26,1.9,308]
[6566,10.199999999999999,237,19,1.3,307]
[6567,10.3,203,18,1.3,305]
[6568,10.1,139,7,0.4,307]
[6569,9.6,87,18,0.5,307]
[6570,8.8000000000000007,14,0,0.3,309]
[6571,7.9,0,0,0.2,304]
[6572,7,0,0,0.1,300]
[6573,6.1,0,0,1,293]
[6574,5.2,0,0,0.2,295]
[6575,4.4000000000000004,0,0,0.5,294]
[6576,3.5,0,0,1.4,294]
[6577,2.7,0,0,0.6,293]
[6578,1.9,0,0,0.6,290]
[6579,1.1000000000000001,0,0,1.2,289]
[6580,0.6,0,0,1.5,288]
[6581,0.1,0,0,1.7,286]
[6582,-0.2,0,0,1.5,283]
[6583,-0.2,3,0,2.5,285]
[6584,1.9,108,234,2.9,271]
[6585,4.2,232,359,4.0999999999999996,274]
[6586,6.6,358,476,4.4000000000000004,270]
[6587,9,478,608,4.4000000000000004,272]
[6588,11,546,670,5.6,276]
[6589,12.2,509,539,6.3,280]
[6590,13.1,502,661,6.6,279]
[6591,13.3,414,632,7.1,279]
[6592,13,315,668,7.2,278]
[6593,11.8,172,344,8.3000000000000007,282]
[6594,9.9,14,0,8.8000000000000007,301]
[6595,9.1999999999999993,0,0,6.3,305]
[6596,8.5,0,0,6.1,303]
[6597,7.8,0,0,2.8,303]
[6598,7.1,0,0,2.5,301]
[6599,6.4,0,0,4,298]
[6600,5.7,0,0,3.8,296]
[6601,5.4,0,0,4.7,296]
[6602,5.0999999999999996,0,0,5.8,295]
[6603,4.9000000000000004,0,0,4.7,296]
[6604,4.7,0,0,5.3,299]
[6605,4.5999999999999996,0,0,4.7,300]
[6606,4.5999999999999996,0,0,4.3,300]
[6607,4.8,4,0,2.6,302]
[6608,5.7,45,0,2.9,303]
[6609,5.7,23,0,2.9,309]
[6610,5.9,34,0,2.5,309]
[6611,6.1,42,0,1.9,309]
[6612,6.2,47,0,2.1,310]
[6613,6.3,48,0,1.9,310]
[6614,9.6,606,640,2.1,278]
[6615,11.5,465,784,2.2999999999999998,289]
[6616,12.2,302,590,1.9,296]
[6617,12.3,175,374,1.7,299]
[6618,11.4,17,0,1.2,323]
[6619,11.1,0,0,1.2,325]
[6620,10.8,0,0,1,326]
[6621,10.5,0,0,2.1,326]
[6622,10.199999999999999,0,0,4,328]
[6623,9.8000000000000007,0,0,5,329]
[6624,9.5,0,0,5.3,330]
[6625,9.1,0,0,5,329]
[6626,8.6,0,0,5.3,330]
[6627,8.1,0,0,5.3,330]
[6628,7.9,0,0,5.3,330]
[6629,7.7,0,0,6.8,328]
[6630,7.5,0,0,7.2,330]
[6631,7.5,1,0,6.1,330]
[6632,8.1999999999999993,39,0,6.8,323]
[6633,9.1,88,0,6.8,325]
[6634,10.1,152,3,6.1,324]
[6635,11,185,5,7.9,325]
[6636,11.5,183,3,7.4,326]
[6637,11.7,143,0,7.2,329]
[6638,11.6,99,0,8.5,330]
[6639,11.4,85,0,8.3000000000000007,326]
[6640,11.3,100,0,8.3000000000000007,323]
[6641,11,54,0,8.5,322]
[6642,10.5,10,0,7.2,324]
[6643,9.8000000000000007,0,0,8.3000000000000007,329]
[6644,9.1999999999999993,0,0,7.4,327]
[6645,8.3000000000000007,0,0,5.8,320]
[6646,7.8,0,0,3.4,315]
[6647,7.2,0,0,1.7,313]
[6648,6.6,0,0,1.4,309]
[6649,6,0,0,0.8,307]
[6650,5.3,0,0,0.6,304]
[6651,4.7,0,0,0.5,299]
[6652,4.3,0,0,0.9,296]
[6653,4,0,0,0.6,294]
[6654,3.7,0,0,1,291]
[6655,3.8,1,0,2.1,290]
[6656,5.6,92,226,1.7,299]
[6657,7.6,188,150,1.9,303]
[6658,9.8000000000000007,304,312,3.4,301]
[6659,11.6,361,175,3.6,308]
[6660,13.3,429,336,4,307]
[6661,14.8,485,472,2.9,308]
[6662,16.100000000000001,528,725,3.6,306]
[6663,16.899999999999999,464,794,4.3,302]
[6664,16.7,299,634,5.3,307]
[6665,15.5,145,281,6.8,311]
[6666,13.7,10,0,6.1,331]
[6667,13.2,0,0,5.3,337]
[6668,12.7,0,0,3.1,334]
[6669,12.2,0,0,2.9,334]
[6670,11.6,0,0,2.5,330]
[6671,11.1,0,0,2.1,327]
[6672,10.6,0,0,1.9,328]
[6673,10.199999999999999,0,0,2.1,327]
[6674,9.9,0,0,3.4,328]
[6675,9.5,0,0,3.1,327]
[6676,9.3000000000000007,0,0,3.4,328]
[6677,9.1,0,0,2.5,326]
[6678,9,0,0,2.2999999999999998,326]
[6679,9,2,0,1.7,327]
[6680,9.9,46,0,2.1,332]
[6681,10.7,87,0,2.8,333]
[6682,11.4,118,0,3.1,335]
[6683,12,131,0,3.4,336]
[6684,12.2,120,0,4.7,338]
[6685,12.5,131,0,4.7,337]
[6686,12.5,105,0,5.6,340]
[6687,12.5,105,0,4.7,341]
[6688,12.5,87,0,4.3,339]
[6689,12.2,53,0,3.4,338]
[6690,11.7,6,0,4.7,340]
[6691,11.2,0,0,5.3,341]
[6692,10.9,0,0,5,341]
[6693,10,0,0,4.0999999999999996,337]
[6694,9.9,0,0,4.3,332]
[6695,9.5,0,0,5,332]
[6696,9.1999999999999993,0,0,4.3,333]
[6697,8.9,0,0,4.4000000000000004,333]
[6698,8.6,0,0,4.7,332]
[6699,8.4,0,0,3.6,330]
[6700,8.3000000000000007,0,0,2.1,329]
[6701,8.1,0,0,1.7,328]
[6702,8.1,0,0,2.2999999999999998,328]
[6703,8.1,1,0,2.8,328]
[6704,8.9,34,0,3.4,332]
[6705,9.8000000000000007,77,0,3.8,332]
[6706,10.9,135,0,4.0999999999999996,329]
[6707,11.8,163,1,5.3,331]
[6708,12.2,130,0,4.0999999999999996,339]
[6709,12.6,156,0,4.0999999999999996,337]
[6710,14.6,460,507,4.4000000000000004,317]
[6711,15.7,355,455,4.3,322]
[6712,16,233,350,5,328]
[6713,15.6,116,211,5.6,329]
[6714,14.6,2,0,6.1,352]
[6715,14,0,0,5,350]
[6716,13.4,0,0,5.6,348]
[6717,12.9,0,0,5.6,344]
[6718,12.3,0,0,4.4000000000000004,342]
[6719,11.7,0,0,5,338]
[6720,11.1,0,0,4.7,329]
[6721,10.4,0,0,3.8,327]
[6722,9.6999999999999993,0,0,4.7,327]
[6723,8.9,0,0,5.3,326]
[6724,8.5,0,0,5.3,324]
[6725,8.1999999999999993,0,0,5.6,323]
[6726,7.9,0,0,6.1,320]
[6727,7.9,1,0,5.8,321]
[6728,8.5,38,0,6.1,318]
[6729,9.3000000000000007,93,0,5,318]
[6730,10.1,141,1,5.6,323]
[6731,10.9,192,8,5.8,328]
[6732,11.6,208,9,5.6,326]
[6733,12,200,7,4.4000000000000004,328]
[6734,12.2,180,5,4.3,330]
[6735,12.2,147,1,6.1,332]
[6736,11.9,96,0,5.3,332]
[6737,11.4,48,0,5.3,330]
[6738,10.8,2,0,6.6,341]
[6739,10.4,0,0,5.3,335]
[6740,10,0,0,4.4000000000000004,333]
[6741,9.5,0,0,3.1,327]
[6742,9.1,0,0,3.6,326]
[6743,8.6999999999999993,0,0,3.8,324]
[6744,8.3000000000000007,0,0,3.1,321]
[6745,8.1,0,0,3.1,318]
[6746,8,0,0,2.9,317]
[6747,7.8,0,0,2.6,316]
[6748,7.7,0,0,3.4,316]
[6749,7.6,0,0,4.7,315]
[6750,7.5,0,0,5.3,315]
[6751,7.5,1,0,3.1,314]
[6752,8.8000000000000007,60,35,2.9,317]
[6753,10.4,144,57,1.7,320]
[6754,12.1,222,74,1.5,323]
[6755,13.5,271,68,1.9,326]
[6756,14.5,281,53,2.9,331]
[6757,15.6,335,106,2.9,331]
[6758,16,274,65,2.8,332]
[6759,16.2,240,79,2.6,332]
[6760,16,168,83,3.1,330]
[6761,15.1,75,43,2.5,332]
[6762,14,3,0,3.6,346]
[6763,13.6,0,0,3.4,347]
[6764,13.3,0,0,3.6,347]
[6765,13,0,0,3.1,346]
[6766,12.7,0,0,3.4,345]
[6767,12.4,0,0,4,343]
[6768,12,0,0,4.7,343]
[6769,11.8,0,0,4,340]
[6770,11.4,0,0,5.3,341]
[6771,11,0,0,4.3,336]
[6772,10.7,0,0,3.1,338]
[6773,10.4,0,0,4.0999999999999996,335]
[6774,10.199999999999999,0,0,5.3,337]
[6775,10.1,1,0,6.3,336]
[6776,11.3,45,0,6.1,340]
[6777,13.1,125,23,5,340]
[6778,15.2,210,62,6.1,342]
[6779,17.100000000000001,267,66,7.1,349]
[6780,18.600000000000001,299,68,6.8,352]
[6781,19.7,307,73,6.3,354]
[6782,20.399999999999999,292,84,6.1,358]
[6783,20.399999999999999,223,61,6.3,361]
[6784,19.8,152,56,6.6,361]
[6785,18.7,77,65,6.3,362]
[6786,17.100000000000001,4,0,9.1999999999999993,370]
[6787,16.5,0,0,9.1999999999999993,366]
[6788,15.9,0,0,7.9,363]
[6789,15.3,0,0,7.6,361]
[6790,14.7,0,0,5.8,360]
[6791,14,0,0,6.8,357]
[6792,13.4,0,0,5.8,356]
[6793,13.1,0,0,4.3,358]
[6794,13.5,0,0,3.4,358]
[6795,13.6,0,0,4,361]
[6796,13.6,0,0,2.1,360]
[6797,13.7,0,0,1.3,360]
[6798,13.7,0,0,2.1,359]
[6799,13.8,1,0,1.7,357]
[6800,14.4,28,0,1.9,360]
[6801,15,59,0,1.7,360]
[6802,15.8,95,0,1.3,366]
[6803,16.600000000000001,139,0,2.1,367]
[6804,17.399999999999999,177,2,2.8,366]
[6805,17.899999999999999,152,0,3.8,373]
[6806,18.2,145,0,3.4,372]
[6807,18.2,91,0,4,377]
[6808,17.899999999999999,49,0,5,377]
[6809,17.399999999999999,17,0,4.4000000000000004,379]
[6810,16.899999999999999,1,0,3.8,375]
[6811,16.600000000000001,0,0,3.8,372]
[6812,16.2,0,0,3.8,369]
[6813,15.8,0,0,3.8,367]
[6814,15.4,0,0,4.3,366]
[6815,15.1,0,0,4,367]
[6816,14.7,0,0,3.1,366]
[6817,14.2,0,0,2.6,364]
[6818,13.6,0,0,2.5,358]
[6819,13.1,0,0,2.8,356]
[6820,12.8,0,0,2.9,355]
[6821,12.5,0,0,2.2999999999999998,352]
[6822,12.3,0,0,2.1,350]
[6823,12.3,0,0,2.9,350]
[6824,12.8,31,0,4.0999999999999996,352]
[6825,13.6,84,0,2.8,349]
[6826,14.4,130,0,3.6,351]
[6827,15.1,154,0,4,351]
[6828,15.6,172,2,2.2999999999999998,353]
[6829,16,174,2,2.8,355]
[6830,16.2,151,0,2.9,356]
[6831,16.2,121,0,1.9,359]
[6832,16,82,0,2.6,361]
[6833,15.6,36,0,2.5,361]
[6834,15,1,0,2.1,366]
[6835,14.3,0,0,1.4,364]
[6836,13.8,0,0,2.1,361]
[6837,13.2,0,0,2.2999999999999998,356]
[6838,12.6,0,0,1.7,353]
[6839,12,0,0,1.4,349]
[6840,11.4,0,0,0.7,345]
[6841,10.9,0,0,0.8,342]
[6842,10.4,0,0,0.5,338]
[6843,9.9,0,0,0.5,334]
[6844,9.6,0,0,0.2,331]
[6845,9.3000000000000007,0,0,0.3,329]
[6846,9.1999999999999993,0,0,0.1,325]
[6847,9.1999999999999993,0,0,0.1,324]
[6848,10.3,56,54,0.1,326]
[6849,11.8,141,71,0.3,328]
[6850,13.4,220,91,0.4,335]
[6851,15,294,116,0.3,337]
[6852,16.399999999999999,356,157,0.7,339]
[6853,17.5,361,159,1,339]
[6854,18.2,344,186,0.8,340]
[6855,18.399999999999999,273,166,0.8,345]
[6856,18.100000000000001,185,142,0.7,345]
[6857,17.2,81,95,0.8,346]
[6858,16,4,0,0.6,345]
[6859,15.3,0,0,0.2,344]
[6860,14.6,0,0,0.8,341]
[6861,13.8,0,0,0.6,340]
[6862,13.1,0,0,1.2,336]
[6863,12.4,0,0,0.1,331]
[6864,11.7,0,0,0.5,326]
[6865,11,0,0,0.2,325]
[6866,10.199999999999999,0,0,0.2,325]
[6867,9.5,0,0,1,321]
[6868,9.1,0,0,1.2,321]
[6869,8.8000000000000007,0,0,0.7,318]
[6870,8.5,0,0,1.2,316]
[6871,8.5,0,0,0.6,313]
[6872,9.6999999999999993,64,165,0.5,318]
[6873,11.5,166,178,1,318]
[6874,13.3,265,286,1.2,314]
[6875,15,343,314,1,318]
[6876,16.399999999999999,380,304,1,320]
[6877,17.399999999999999,378,289,1.5,322]
[6878,17.899999999999999,345,289,1.7,324]
[6879,18,274,179,2.1,330]
[6880,17.600000000000001,185,153,1.9,331]
[6881,16.600000000000001,79,102,2.5,334]
[6882,15.3,2,0,2.5,331]
[6883,14.5,0,0,2.9,330]
[6884,13.7,0,0,2.2999999999999998,327]
[6885,12.9,0,0,2.6,324]
[6886,12,0,0,2.5,322]
[6887,11.2,0,0,1.7,319]
[6888,10.4,0,0,2.1,316]
[6889,9.6999999999999993,0,0,1.7,312]
[6890,8.9,0,0,2.1,311]
[6891,8.1999999999999993,0,0,2.8,308]
[6892,7.8,0,0,2.6,306]
[6893,7.4,0,0,2.6,305]
[6894,7.1,0,0,2.6,306]
[6895,7.1,0,0,2.5,307]
[6896,8.5,69,213,2.9,311]
[6897,10.6,189,382,2.9,310]
[6898,12.6,290,433,3.4,309]
[6899,14.6,385,512,4.7,309]
[6900,16.399999999999999,452,624,4.7,309]
[6901,17.600000000000001,448,552,3.8,313]
[6902,18.3,407,529,3.1,314]
[6903,18.5,326,498,4.4000000000000004,315]
[6904,18,221,502,4,313]
[6905,16.899999999999999,102,393,4.3,311]
[6906,15.4,3,0,5.6,313]
[6907,14.5,0,0,5,316]
[6908,13.5,0,0,3.4,316]
[6909,12.6,0,0,3.4,312]
[6910,11.6,0,0,2.5,309]
[6911,10.7,0,0,1.7,305]
[6912,9.6999999999999993,0,0,2.5,300]
[6913,8.9,0,0,2.9,301]
[6914,7.9,0,0,2.5,298]
[6915,7,0,0,2.6,296]
[6916,6.5,0,0,1.9,296]
[6917,6,0,0,2.6,297]
[6918,5.7,0,0,4,295]
[6919,5.7,1,0,5.6,298]
[6920,6.6,52,114,5.3,303]
[6921,7,57,0,3.6,315]
[6922,8.3000000000000007,171,50,2.9,310]
[6923,8.3000000000000007,77,0,2.9,319]
[6924,9.9,316,160,3.4,302]
[6925,11.4,396,321,2.2999999999999998,300]
[6926,13.2,519,781,2.2999999999999998,292]
[6927,14.1,414,789,1.7,292]
[6928,14.1,251,668,2.5,301]
[6929,13.4,111,436,1.5,305]
[6930,12.2,6,0,1.4,303]
[6931,11.8,0,0,1.7,312]
[6932,11.5,0,0,2.6,316]
[6933,11.1,0,0,3.8,318]
[6934,10.8,0,0,3.4,320]
[6935,10.4,0,0,2.5,322]
[6936,10.1,0,0,2.6,324]
[6937,10,0,0,3.6,323]
[6938,9.8000000000000007,0,0,1.9,322]
[6939,9.6999999999999993,0,0,3.6,322]
[6940,9.6,0,0,3.4,320]
[6941,9.6,0,0,4,322]
[6942,9.5,0,0,2.9,327]
[6943,9.6,0,0,3.4,332]
[6944,10,21,0,3.4,336]
[6945,10.6,57,0,3.8,335]
[6946,11.3,88,0,5,335]
[6947,11.6,112,0,4.4000000000000004,341]
[6948,12.3,123,0,4.4000000000000004,342]
[6949,12.6,115,0,4,344]
[6950,12.7,97,0,3.8,345]
[6951,12.7,82,0,4.7,347]
[6952,12.6,52,0,4.4000000000000004,348]
[6953,12.2,20,0,4.7,351]
[6954,11.8,1,0,4.3,348]
[6955,11.4,0,0,3.8,349]
[6956,10.6,0,0,4.3,345]
[6957,10.9,0,0,5,346]
[6958,10.7,0,0,4,344]
[6959,10.4,0,0,4.0999999999999996,343]
[6960,10.199999999999999,0,0,4,338]
[6961,9.9,0,0,5,337]
[6962,9.6,0,0,4.7,335]
[6963,9.1999999999999993,0,0,4.3,332]
[6964,9.1,0,0,4.3,330]
[6965,8.9,0,0,4.7,331]
[6966,8.8000000000000007,0,0,5,328]
[6967,8.8000000000000007,0,0,4.4000000000000004,327]
[6968,9.3000000000000007,23,0,3.6,330]
[6969,10.1,79,0,3.4,323]
[6970,10.9,114,0,2.6,328]
[6971,11.5,134,0,2.5,330]
[6972,11.9,134,0,2.8,332]
[6973,12.3,144,0,3.4,329]
[6974,12.5,140,0,2.6,330]
[6975,12.6,105,0,2.1,332]
[6976,12.3,62,0,1.4,331]
[6977,11.7,28,0,1.5,340]
[6978,11.5,1,0,2.1,339]
[6979,11,0,0,1.4,336]
[6980,10.6,0,0,0.9,336]
[6981,10.199999999999999,0,0,0.8,333]
[6982,9.6999999999999993,0,0,1.4,330]
[6983,9.3000000000000007,0,0,2.2999999999999998,328]
[6984,8.9,0,0,1.9,325]
[6985,8.4,0,0,1.9,325]
[6986,8,0,0,1.2,324]
[6987,7.6,0,0,1.3,322]
[6988,7.3,0,0,1.3,321]
[6989,7.1,0,0,1.3,319]
[6990,6.9,0,0,2.9,315]
[6991,6.9,0,0,3.1,314]
[6992,7.4,27,0,4,317]
[6993,7.8,52,0,4.7,320]
[6994,9,153,22,5.3,314]
[6995,9.6999999999999993,163,5,5.3,321]
[6996,10.6,223,21,4.4000000000000004,321]
[6997,11.3,240,40,5,322]
[6998,11.4,149,0,5.3,331]
[6999,11.3,117,0,5.6,328]
[7000,10.9,54,0,5.3,331]
[7001,10.3,26,0,4,331]
[7002,9.8000000000000007,0,0,2.1,327]
[7003,9.5,0,0,2.2999999999999998,326]
[7004,9.1999999999999993,0,0,2.1,324]
[7005,9,0,0,2.6,323]
[7006,8.6999999999999993,0,0,2.1,321]
[7007,8.4,0,0,2.2999999999999998,322]
[7008,8.1,0,0,0.9,319]
[7009,7.9,0,0,0.4,319]
[7010,7.8,0,0,0.5,317]
[7011,7.6,0,0,0.5,314]
[7012,7.5,0,0,1.3,314]
[7013,7.4,0,0,0.9,312]
[7014,7.3,0,0,1.5,313]
[7015,7.4,0,0,1.3,312]
[7016,8.4,50,171,0.8,315]
[7017,10.3,158,326,1.5,316]
[7018,12.4,265,388,1.7,319]
[7019,14.3,341,400,1.7,323]
[7020,15.7,367,368,2.8,327]
[7021,16.7,353,312,3.4,331]
[7022,17.3,332,333,2.5,333]
[7023,17.399999999999999,261,330,2.2999999999999998,336]
[7024,16.899999999999999,159,171,0.9,339]
[7025,15.8,58,81,1.5,342]
[7026,14.5,0,0,1.5,338]
[7027,14,0,0,2.2999999999999998,332]
[7028,13.6,0,0,2.6,332]
[7029,13.1,0,0,2.8,329]
[7030,12.6,0,0,3.4,327]
[7031,12.1,0,0,4,325]
[7032,11.7,0,0,3.8,322]
[7033,11.1,0,0,2.9,323]
[7034,10.5,0,0,3.4,321]
[7035,10,0,0,3.4,319]
[7036,9.6999999999999993,0,0,3.8,318]
[7037,9.4,0,0,4.7,317]
[7038,9.1999999999999993,0,0,7.1,317]
[7039,9.1,0,0,8.8000000000000007,316]
[7040,10,56,281,8.5,320]
[7041,11.9,195,443,6.8,317]
[7042,12.8,188,108,5.8,333]
[7043,13.7,255,137,5.8,332]
[7044,13.5,107,0,5,349]
[7045,13.8,195,15,4,338]
[7046,13.8,155,2,3.6,337]
[7047,13.7,136,7,3.6,334]
[7048,13,17,0,1.9,347]
[7049,12.4,15,0,1.4,342]
[7050,11.8,0,0,1,340]
[7051,11.3,0,0,2.2999999999999998,340]
[7052,10.9,0,0,2.2999999999999998,337]
[7053,10.4,0,0,2.2999999999999998,336]
[7054,10,0,0,1.7,333]
[7055,9.5,0,0,1.7,330]
[7056,9.1,0,0,2.9,328]
[7057,8.6,0,0,4.4000000000000004,331]
[7058,8.3000000000000007,0,0,4.7,329]
[7059,8.1,0,0,6.3,329]
[7060,7.9,0,0,6.8,330]
[7061,7.8,0,0,7.6,329]
[7062,7.6,0,0,6.8,328]
[7063,7.6,0,0,7.4,328]
[7064,7.8,13,0,8.8000000000000007,328]
[7065,8.3000000000000007,50,0,9.6,328]
[7066,8.8000000000000007,79,0,10.3,328]
[7067,9.1999999999999993,97,0,10.8,328]
[7068,9.6,111,0,10.3,324]
[7069,9.8000000000000007,104,0,11.5,324]
[7070,9.8000000000000007,78,0,11.5,331]
[7071,9.4,56,0,13.2,332]
[7072,8.8000000000000007,44,0,9.1999999999999993,329]
[7073,9.3000000000000007,13,0,10,331]
[7074,8.9,0,0,7.6,328]
[7075,8.6999999999999993,0,0,7.9,329]
[7076,8.5,0,0,7.9,328]
[7077,8.1999999999999993,0,0,7.2,327]
[7078,8,0,0,7.9,329]
[7079,7.8,0,0,7.2,327]
[7080,7.5,0,0,7.6,325]
[7081,7,0,0,7.4,325]
[7082,7,0,0,6.6,323]
[7083,6.7,0,0,6.6,323]
[7084,5.4,0,0,5.3,316]
[7085,6.1,0,0,5,319]
[7086,6.4,0,0,6.8,321]
[7087,6.6,0,0,5.8,320]
[7088,6.8,10,0,6.8,322]
[7089,7.2,36,0,4.4000000000000004,324]
[7090,7.6,55,0,4,327]
[7091,8,74,0,2.1,326]
[7092,8.3000000000000007,84,0,2.8,326]
[7093,8.6,81,0,4,325]
[7094,8.6,82,0,2.9,324]
[7095,8.3000000000000007,63,0,2.9,325]
[7096,8.5,37,0,1.9,325]
[7097,8.3000000000000007,12,0,3.4,325]
[7098,8.1999999999999993,0,0,2.9,323]
[7099,7.8,0,0,2.9,319]
[7100,7.6,0,0,1.3,321]
[7101,7.3,0,0,0.9,315]
[7102,7,0,0,1.2,316]
[7103,6.7,0,0,0.9,313]
[7104,6.4,0,0,0.6,311]
[7105,5.8,0,0,0.5,306]
[7106,5.0999999999999996,0,0,0.2,301]
[7107,4.5,0,0,1.2,296]
[7108,4.2,0,0,2.2999999999999998,292]
[7109,3.9,0,0,1.5,289]
[7110,3.7,0,0,1.9,286]
[7111,3.7,0,0,2.1,285]
[7112,4.5999999999999996,44,215,2.5,289]
[7113,6.4,162,474,2.9,297]
[7114,8.3000000000000007,257,455,4.7,299]
[7115,10.1,339,465,5.3,300]
[7116,11.6,395,536,5.8,298]
[7117,13.1,445,731,6.8,295]
[7118,13.9,409,799,8.8000000000000007,295]
[7119,14.2,317,726,9.6,296]
[7120,13.7,190,552,9.6,301]
[7121,12.6,67,328,7.9,304]
[7122,11.3,0,0,7.9,303]
[7123,10.3,0,0,6.3,302]
[7124,9.3000000000000007,0,0,6.3,301]
[7125,8.3000000000000007,0,0,5,298]
[7126,7.3,0,0,4.7,296]
[7127,6.4,0,0,5,293]
[7128,5.4,0,0,6.1,292]
[7129,4.5,0,0,5.8,291]
[7130,3.5,0,0,5.6,288]
[7131,2.5,0,0,5,285]
[7132,2,0,0,6.1,286]
[7133,1.5,0,0,3.8,284]
[7134,1.1000000000000001,0,0,2.2999999999999998,284]
[7135,0.8,0,0,1.9,283]
[7136,1.4,22,0,2.5,285]
[7137,3.3,149,309,1.7,277]
[7138,5.2,264,518,1.5,277]
[7139,6.7,341,523,1.5,279]
[7140,8,415,635,2.2999999999999998,277]
[7141,9,449,805,2.8,277]
[7142,9.5,397,767,2.1,277]
[7143,9.6,314,738,2.6,274]
[7144,8.9,188,566,3.1,279]
[7145,7.6,65,335,3.1,281]
[7146,6.3,0,0,4.3,280]
[7147,5.6,0,0,4.7,284]
[7148,4.9000000000000004,0,0,2.8,286]
[7149,4.2,0,0,2.6,285]
[7150,3.5,0,0,2.2999999999999998,286]
[7151,2.8,0,0,2.5,285]
[7152,2.1,0,0,2.2999999999999998,285]
[7153,1.6,0,0,2.2999999999999998,285]
[7154,1.2,0,0,3.1,285]
[7155,0.7,0,0,2.1,283]
[7156,0.5,0,0,2.5,285]
[7157,0.3,0,0,3.6,284]
[7158,0.1,0,0,3.1,285]
[7159,0,0,0,2.5,286]
[7160,0.1,4,0,2.2999999999999998,288]
[7161,1.6,103,94,1.5,276]
[7162,4.2,307,518,2.1,266]
[7163,4.7,212,82,2.1,284]
[7164,5.0999999999999996,223,64,3.1,284]
[7165,6.8,507,709,3.4,265]
[7166,7.5,389,583,3.4,271]
[7167,7,172,86,2.6,287]
[7168,6.2,99,36,2.1,289]
[7169,5.2,37,59,2.2999999999999998,285]
[7170,4.3,0,0,2.5,283]
[7171,3.9,0,0,2.8,283]
[7172,3.4,0,0,1,286]
[7173,3,0,0,1.9,284]
[7174,2.6,0,0,1.7,282]
[7175,2.2000000000000002,0,0,1.2,281]
[7176,1.8,0,0,0.6,279]
[7177,1.4,0,0,0.9,279]
[7178,1,0,0,0.7,279]
[7179,0.6,0,0,0.9,278]
[7180,0.4,0,0,1.7,281]
[7181,0.2,0,0,1.4,281]
[7182,0.1,0,0,1.9,281]
[7183,0,0,0,3.1,281]
[7184,0.3,10,0,2.1,283]
[7185,2.2999999999999998,121,181,2.2999999999999998,272]
[7186,3.8,191,156,2.6,274]
[7187,5.5,303,344,1.5,272]
[7188,7.5,434,692,1.3,269]
[7189,8.4,366,420,1.4,279]
[7190,9,350,556,1.4,277]
[7191,9.1,283,613,1,278]
[7192,8.5,170,507,0.4,279]
[7193,7.4,62,306,0.4,280]
[7194,6.2,0,0,0.9,279]
[7195,5.6,0,0,0.6,279]
[7196,5.0999999999999996,0,0,0.8,278]
[7197,4.5,0,0,0.6,278]
[7198,4,0,0,0.4,278]
[7199,3.4,0,0,0.4,276]
[7200,2.9,0,0,1.2,276]
[7201,2.2999999999999998,0,0,1,276]
[7202,1.7,0,0,1.4,275]
[7203,1,0,0,1.5,275]
[7204,0.7,0,0,0.5,273]
[7205,0.3,0,0,1,272]
[7206,0.1,0,0,0.5,271]
[7207,-0.2,0,0,0.7,271]
[7208,0.6,29,0,1.2,274]
[7209,2.2000000000000002,142,272,1,269]
[7210,3.1,188,178,1,273]
[7211,3.5,183,34,1,281]
[7212,4.3,283,187,1.5,277]
[7213,4.4000000000000004,187,19,1.4,284]
[7214,4.3,166,16,1.4,284]
[7215,4.4000000000000004,233,325,1.7,274]
[7216,4.0999999999999996,139,277,1.7,277]
[7217,3.3,28,12,1.2,277]
[7218,2.5,0,0,0.4,274]
[7219,2.2000000000000002,0,0,1,274]
[7220,2,0,0,1.4,276]
[7221,1.7,0,0,0.7,275]
[7222,1.5,0,0,0.9,275]
[7223,1.2,0,0,1.3,274]
[7224,0.9,0,0,1.2,274]
[7225,1,0,0,1.3,277]
[7226,1.2,0,0,0.9,279]
[7227,1.3,0,0,0.7,280]
[7228,1.4,0,0,0.5,281]
[7229,1.5,0,0,0.3,285]
[7230,1.6,0,0,1.3,287]
[7231,1.6,0,0,1.4,287]
[7232,2.1,11,0,1.5,290]
[7233,4.3,120,210,0.8,282]
[7234,6.3,207,290,1.2,285]
[7235,7.8,266,175,1.2,289]
[7236,9.1,305,195,1.7,291]
[7237,10.3,348,424,1.5,290]
[7238,11,334,525,0.9,290]
[7239,11.3,268,550,0.6,294]
[7240,10.9,181,395,0.5,292]
[7241,9.6,34,0,0.2,304]
[7242,9.1999999999999993,0,0,0.7,306]
[7243,8.6999999999999993,0,0,1.3,307]
[7244,8.3000000000000007,0,0,1.3,308]
[7245,7.8,0,0,0.7,308]
[7246,7.3,0,0,1.3,306]
[7247,6.9,0,0,2.1,305]
[7248,6.4,0,0,1.7,306]
[7249,5.8,0,0,1,303]
[7250,5.0999999999999996,0,0,1.7,301]
[7251,4.4000000000000004,0,0,3.1,301]
[7252,4.0999999999999996,0,0,2.9,298]
[7253,3.8,0,0,4.0999999999999996,297]
[7254,3.5,0,0,4.0999999999999996,299]
[7255,3.3,0,0,3.6,297]
[7256,3.6,11,0,3.8,298]
[7257,5.7,137,347,3.1,287]
[7258,7.5,247,495,2.2999999999999998,286]
[7259,9.1999999999999993,339,625,2.2999999999999998,286]
[7260,10.5,395,698,1.5,284]
[7261,11.6,422,801,2.2999999999999998,284]
[7262,12.1,383,800,1.2,286]
[7263,12.1,272,602,0.8,288]
[7264,11.4,166,380,0.8,287]
[7265,10.1,28,0,1.7,298]
[7266,9.3000000000000007,0,0,2.5,300]
[7267,8.5,0,0,3.8,298]
[7268,7.8,0,0,4.4000000000000004,299]
[7269,7,0,0,6.3,296]
[7270,6.3,0,0,6.3,292]
[7271,5.5,0,0,5.6,290]
[7272,4.8,0,0,6.3,289]
[7273,4.0999999999999996,0,0,6.6,291]
[7274,3.4,0,0,5,291]
[7275,2.8,0,0,5,288]
[7276,2.4,0,0,4.0999999999999996,285]
[7277,2.1,0,0,3.4,285]
[7278,1.8,0,0,3.1,287]
[7279,1.6,0,0,3.6,286]
[7280,2,13,0,3.4,287]
[7281,4,135,269,3.8,277]
[7282,6,267,698,2.6,273]
[7283,7.7,353,738,3.1,273]
[7284,9.1999999999999993,415,802,3.1,273]
[7285,10.1,411,793,3.1,274]
[7286,10.5,365,761,4.0999999999999996,279]
[7287,10.5,270,642,3.8,282]
[7288,9.6999999999999993,154,330,2.9,286]
[7289,8.3000000000000007,19,0,3.8,303]
[7290,7.5,0,0,3.1,304]
[7291,6.6,0,0,2.6,298]
[7292,5.8,0,0,2.5,294]
[7293,4.9000000000000004,0,0,1.9,293]
[7294,4.0999999999999996,0,0,1.9,290]
[7295,3.2,0,0,1.4,288]
[7296,2.4,0,0,1.3,286]
[7297,1.6,0,0,1.8,293]
[7298,0.7,0,0,1.8,290]
[7299,-0.4,0,0,1.5,286]
[7300,-0.6,0,0,2.2999999999999998,284]
[7301,-1.1000000000000001,0,0,2.2999999999999998,282]
[7302,-1.5,0,0,3.1,280]
[7303,-1.8,0,0,5,278]
[7304,-1.8,4,0,4.3,278]
[7305,-1.4,30,0,4.3,277]
[7306,-1,56,0,4.5999999999999996,278]
[7307,-0.5,99,0,4.5999999999999996,275]
[7308,0,126,0,5.3,276]
[7309,0.2,109,0,5.8,280]
[7310,0.3,100,0,3.7,279]
[7311,0.1,72,0,2.7,279]
[7312,-0.1,46,0,3.3,278]
[7313,-0.6,4,0,5.5,283]
[7314,-0.9,0,0,4.3,282]
[7315,-1.2,0,0,4,281]
[7316,-1.5,0,0,4,279]
[7317,-1.8,0,0,5.5,278]
[7318,-2.1,0,0,5.3,277]
[7319,-2.4,0,0,4,275]
[7320,-2.7,0,0,3.7,273]
[7321,-2.7,0,0,4.5999999999999996,274]
[7322,-2.6,0,0,3.5,275]
[7323,-2.5,0,0,3.1,274]
[7324,-2.4,0,0,3.5,275]
[7325,-2.4,0,0,3.7,277]
[7326,-2.2999999999999998,0,0,6,276]
[7327,-2.2999999999999998,0,0,7.9,275]
[7328,-2.1,3,0,7,274]
[7329,-1.2,30,0,8.5,274]
[7330,-0.3,59,0,5.3,276]
[7331,0.5,78,0,5,278]
[7332,1.1000000000000001,92,0,4.3,280]
[7333,1.6,98,0,2.7,282]
[7334,2,97,0,2.7,282]
[7335,2.1,68,0,2.1,281]
[7336,1.7,41,0,1.7,287]
[7337,1.2,7,0,1.5,288]
[7338,0.9,0,0,1.2,286]
[7339,0.8,0,0,1.4,286]
[7340,0.7,0,0,1.7,285]
[7341,0.5,0,0,1.8,286]
[7342,0,0,0,0.7,283]
[7343,0.2,0,0,1.1000000000000001,285]
[7344,0.1,0,0,2.1,284]
[7345,-0.2,0,0,2.1,283]
[7346,-0.5,0,0,2.9,283]
[7347,-0.8,0,0,4,280]
[7348,-0.9,0,0,2.4,280]
[7349,-1.3,0,0,2.4,280]
[7350,-1.1000000000000001,0,0,1.5,282]
[7351,-1.2,0,0,1.3,282]
[7352,-1.1000000000000001,3,0,1.3,283]
[7353,-0.3,35,0,2.7,282]
[7354,0.5,66,0,3.5,284]
[7355,1.3,94,0,3.5,286]
[7356,1.8,99,0,2.4,287]
[7357,2.1,102,0,4.3,288]
[7358,2.2999999999999998,94,0,5,286]
[7359,2.2999999999999998,70,0,5.5,286]
[7360,2,39,0,7.2,287]
[7361,1.4,3,0,7.5,292]
[7362,1.1000000000000001,0,0,5.3,290]
[7363,0.9,0,0,5,289]
[7364,0.6,0,0,6.2,287]
[7365,0.3,0,0,6.2,286]
[7366,0,0,0,6.4,285]
[7367,-0.3,0,0,7.9,284]
[7368,-0.5,0,0,6,284]
[7369,-0.7,0,0,5.8,284]
[7370,-1,0,0,5.5,282]
[7371,-1.1000000000000001,0,0,5,281]
[7372,-1.2,0,0,5,281]
[7373,-1.3,0,0,5,281]
[7374,-1.4,0,0,6,280]
[7375,-1.5,0,0,7.5,279]
[7376,-1.3,2,0,6.4,280]
[7377,-0.9,17,0,6.7,279]
[7378,-0.5,30,0,6.7,281]
[7379,-0.2,35,0,7.9,284]
[7380,0.1,44,0,6.2,284]
[7381,0.2,35,0,6.4,286]
[7382,2.5,298,409,5.8,267]
[7383,3.6,221,445,3.7,272]
[7384,3.8,117,247,2.9,277]
[7385,3.1,10,0,3.1,291]
[7386,2.9,0,0,2.9,291]
[7387,2.7,0,0,3.1,289]
[7388,2.5,0,0,3.3,290]
[7389,2.2999999999999998,0,0,2.9,289]
[7390,2.1,0,0,1.9,288]
[7391,1.8,0,0,2.1,286]
[7392,1.6,0,0,1.8,285]
[7393,1.4,0,0,3.1,285]
[7394,1.1000000000000001,0,0,4.5999999999999996,285]
[7395,0.9,0,0,2.4,285]
[7396,0.8,0,0,1.8,284]
[7397,0.7,0,0,2.7,285]
[7398,0.6,0,0,3.1,285]
[7399,0.5,0,0,3.7,287]
[7400,0.7,2,0,5.3,290]
[7401,1.1000000000000001,16,0,4.3,290]
[7402,1.6,34,0,6.4,290]
[7403,1.7,28,0,6.4,293]
[7404,2.2000000000000002,56,0,5.5,289]
[7405,2.6,63,0,6.2,291]
[7406,4.7,290,392,7.5,274]
[7407,5.8,225,495,6.4,279]
[7408,6.1,126,331,5,281]
[7409,5.3,12,0,4.3,296]
[7410,5,0,0,3.1,294]
[7411,4.5999999999999996,0,0,2.4,295]
[7412,4.2,0,0,2.9,295]
[7413,3.8,0,0,2.9,293]
[7414,3.5,0,0,2.2999999999999998,294]
[7415,3.1,0,0,2.7,292]
[7416,2.7,0,0,2.1,293]
[7417,2.2000000000000002,0,0,2.4,292]
[7418,1.7,0,0,2.1,291]
[7419,1.2,0,0,2.9,289]
[7420,0.9,0,0,2.7,288]
[7421,0.6,0,0,3.1,287]
[7422,0.4,0,0,3.7,287]
[7423,0.3,0,0,4,286]
[7424,0.4,3,0,3.7,287]
[7425,2,65,39,3.3,278]
[7426,3.3,113,13,4.5999999999999996,283]
[7427,4.8,181,63,5,284]
[7428,6.1,216,72,4.3,291]
[7429,6.9,221,76,2.9,293]
[7430,7.4,200,83,2.7,292]
[7431,7.4,150,80,2.4,292]
[7432,6.7,67,20,3.7,298]
[7433,5.5,2,0,2.4,306]
[7434,5.0999999999999996,0,0,1.9,303]
[7435,4.5999999999999996,0,0,1.5,303]
[7436,4.2,0,0,2.7,301]
[7437,3.8,0,0,1.8,300]
[7438,3.3,0,0,3.3,298]
[7439,2.9,0,0,3.1,295]
[7440,2.5,0,0,3.1,291]
[7441,2.1,0,0,2.7,290]
[7442,1.7,0,0,1.4,289]
[7443,1.4,0,0,1.2,287]
[7444,1.2,0,0,1.8,285]
[7445,0.9,0,0,1.5,284]
[7446,0.8,0,0,1.9,280]
[7447,0.6,0,0,1.9,279]
[7448,1,8,0,1.9,280]
[7449,3,85,140,1.4,278]
[7450,5.7,202,296,1.2,279]
[7451,4.9000000000000004,38,0,0.7,301]
[7452,5.2,115,0,0.5,294]
[7453,6,190,41,0.5,290]
[7454,6.8,219,160,0.4,288]
[7455,7,154,121,0.5,290]
[7456,6.1,46,0,0.5,299]
[7457,5.2,18,0,1.1000000000000001,287]
[7458,5.0999999999999996,0,0,0.8,290]
[7459,5,0,0,0.8,292]
[7460,4.9000000000000004,0,0,0.9,294]
[7461,4.8,0,0,1.7,295]
[7462,4.7,0,0,1.9,296]
[7463,4.5999999999999996,0,0,2.7,295]
[7464,4.5,0,0,1.7,295]
[7465,4.5999999999999996,0,0,1.8,298]
[7466,4.8,0,0,2.1,302]
[7467,4.9000000000000004,0,0,1.7,303]
[7468,5,0,0,1.1000000000000001,305]
[7469,5.0999999999999996,0,0,1.5,306]
[7470,5.2,0,0,1.8,306]
[7471,5.3,0,0,1.9,309]
[7472,5.3,1,0,1.7,309]
[7473,5.9,24,0,1.1000000000000001,314]
[7474,7,52,0,1.2,317]
[7475,8,78,0,1.3,321]
[7476,8.6999999999999993,90,0,1.2,325]
[7477,9.1999999999999993,90,0,0.9,327]
[7478,9.6,93,0,1.4,328]
[7479,9.6,63,0,1.9,321]
[7480,9.3000000000000007,32,0,2.1,318]
[7481,8.8000000000000007,3,0,1.4,322]
[7482,8.5,0,0,1.5,318]
[7483,8.1,0,0,1.7,314]
[7484,7.8,0,0,3.3,313]
[7485,7.4,0,0,2.9,310]
[7486,7.1,0,0,1.7,307]
[7487,6.8,0,0,1.4,303]
[7488,6.4,0,0,1.7,303]
[7489,5.6,0,0,0.8,299]
[7490,4.7,0,0,0.8,294]
[7491,3.8,0,0,1.1000000000000001,289]
[7492,3.3,0,0,2.1,285]
[7493,2.8,0,0,2.2999999999999998,282]
[7494,2.5,0,0,2.4,281]
[7495,2.1,0,0,2.9,276]
[7496,2.2999999999999998,4,0,2.1,276]
[7497,4.8,105,441,1.8,284]
[7498,7.5,223,655,1.8,288]
[7499,10,313,740,2.1,293]
[7500,11.8,346,687,3.1,300]
[7501,13,359,743,5.5,299]
[7502,13.7,320,736,6,304]
[7503,13.6,239,681,5.8,305]
[7504,12.5,132,321,4,308]
[7505,10.6,10,0,5,325]
[7506,10.199999999999999,0,0,5.5,326]
[7507,9.8000000000000007,0,0,3.3,326]
[7508,9.5,0,0,4.3,326]
[7509,9.1,0,0,3.1,325]
[7510,8.6999999999999993,0,0,2.7,326]
[7511,8.3000000000000007,0,0,2.2999999999999998,324]
[7512,8,0,0,2.2999999999999998,324]
[7513,7.9,0,0,2.1,325]
[7514,7.8,0,0,1.2,324]
[7515,7.8,0,0,1.5,324]
[7516,7.7,0,0,2.4,324]
[7517,7.7,0,0,3.1,325]
[7518,7.7,0,0,1.8,328]
[7519,7.7,0,0,2.2999999999999998,328]
[7520,7.7,1,0,1.3,328]
[7521,8.3000000000000007,22,0,1.4,332]
[7522,8.8000000000000007,48,0,0.7,333]
[7523,9.6999999999999993,72,0,0.5,337]
[7524,10.1,78,0,1.3,340]
[7525,10.5,82,0,2.1,342]
[7526,10.7,67,0,1.8,343]
[7527,10.6,46,0,0.9,342]
[7528,10.3,24,0,1.1000000000000001,341]
[7529,9.8000000000000007,2,0,0.7,345]
[7530,9.6999999999999993,0,0,0.6,344]
[7531,9.5,0,0,0.7,342]
[7532,9.5,0,0,1.2,342]
[7533,9.1999999999999993,0,0,1.7,339]
[7534,8.6,0,0,1.8,336]
[7535,9,0,0,2.4,337]
[7536,8.6,0,0,4,335]
[7537,8.6999999999999993,0,0,4,335]
[7538,8.6,0,0,3.5,334]
[7539,8.5,0,0,3.5,333]
[7540,8.4,0,0,4,332]
[7541,8.3000000000000007,0,0,4.5999999999999996,331]
[7542,8.3000000000000007,0,0,4.3,330]
[7543,8.3000000000000007,0,0,5.5,330]
[7544,8.3000000000000007,1,0,7.5,330]
[7545,9.1999999999999993,31,0,10.199999999999999,334]
[7546,10.1,68,0,9.3000000000000007,337]
[7547,11.2,111,0,8.5,338]
[7548,11.9,117,0,8.5,340]
[7549,12.1,88,0,7.5,345]
[7550,12.2,80,0,9,346]
[7551,12.2,63,0,7.9,343]
[7552,11.9,44,0,5,340]
[7553,11.4,2,0,4.3,345]
[7554,10.9,0,0,4.5999999999999996,341]
[7555,10.5,0,0,2.7,337]
[7556,10,0,0,1.9,336]
[7557,9.6,0,0,2.1,334]
[7558,8.9,0,0,1.4,333]
[7559,8.6,0,0,0.7,329]
[7560,8.1999999999999993,0,0,1.2,328]
[7561,7.5,0,0,1.2,324]
[7562,6.8,0,0,1.7,320]
[7563,6.1,0,0,2.4,315]
[7564,5.8,0,0,1.7,311]
[7565,5.4,0,0,1.5,309]
[7566,5.0999999999999996,0,0,1.1000000000000001,305]
[7567,4.9000000000000004,0,0,1.4,303]
[7568,4.9000000000000004,1,0,1.9,303]
[7569,5.9,48,3,1.9,306]
[7570,7,100,11,2.9,305]
[7571,8.1,148,20,4.5999999999999996,308]
[7572,8.9,176,36,3.7,308]
[7573,9.5,177,35,3.1,311]
[7574,9.6999999999999993,148,21,4,314]
[7575,9.5,95,2,4,318]
[7576,9,48,0,3.1,318]
[7577,8.1999999999999993,1,0,4.5999999999999996,328]
[7578,7.5,0,0,5.8,323]
[7579,6.9,0,0,6.2,318]
[7580,6.2,0,0,5.8,315]
[7581,5.5,0,0,7.5,306]
[7582,4.9000000000000004,0,0,7.9,303]
[7583,4.2,0,0,6.2,298]
[7584,3.5,0,0,7,294]
[7585,2.9,0,0,5,291]
[7586,2.4,0,0,4.3,286]
[7587,1.8,0,0,4.3,282]
[7588,1.5,0,0,3.5,278]
[7589,1.2,0,0,1.9,275]
[7590,1,0,0,1.7,272]
[7591,0.8,0,0,1.9,271]
[7592,0.8,2,0,0.9,270]
[7593,3.2,90,382,0.9,277]
[7594,5.7,188,494,1.4,283]
[7595,8.3000000000000007,287,688,1.9,290]
[7596,10.4,338,736,2.4,294]
[7597,11.8,345,756,2.7,295]
[7598,12.4,290,654,3.7,301]
[7599,12.4,217,647,5.3,304]
[7600,11.3,110,466,6.4,305]
[7601,9.4,5,0,4.3,301]
[7602,8.8000000000000007,0,0,4.3,300]
[7603,8.1,0,0,5.3,298]
[7604,7.4,0,0,4.3,292]
[7605,6.7,0,0,5,289]
[7606,6,0,0,3.5,288]
[7607,5.3,0,0,3.3,284]
[7608,4.5999999999999996,0,0,3.7,282]
[7609,4,0,0,3.5,281]
[7610,3.3,0,0,6.4,277]
[7611,2.6,0,0,5.5,273]
[7612,2.2999999999999998,0,0,5,272]
[7613,2,0,0,4.3,271]
[7614,1.7,0,0,2.4,270]
[7615,1.5,0,0,2.7,269]
[7616,1.5,1,0,1.8,269]
[7617,3.7,86,370,0.7,278]
[7618,6.1,181,499,0.7,283]
[7619,7.9,235,409,1.5,289]
[7620,9.5,277,427,0.9,292]
[7621,10.6,292,491,0.8,294]
[7622,11.1,243,407,0.7,298]
[7623,11.1,189,458,0.5,296]
[7624,10.1,90,280,1.3,300]
[7625,8.6,3,0,1.4,294]
[7626,7.8,0,0,0.8,290]
[7627,7,0,0,1.1000000000000001,287]
[7628,6.2,0,0,0.4,284]
[7629,5.4,0,0,0.5,283]
[7630,4.5999999999999996,0,0,0.6,282]
[7631,3.8,0,0,0.5,280]
[7632,3,0,0,0.2,279]
[7633,2.2000000000000002,0,0,0.4,276]
[7634,1.4,0,0,0.3,273]
[7635,0.6,0,0,0.7,268]
[7636,0.1,0,0,1.1000000000000001,265]
[7637,-0.4,0,0,1.1000000000000001,263]
[7638,-0.7,0,0,0.7,261]
[7639,-1,0,0,1.8,259]
[7640,-1.1000000000000001,1,0,2.1,258]
[7641,0.8,90,454,2.7,267]
[7642,3.6,234,609,2.4,267]
[7643,4.7,221,274,2.1,281]
[7644,5.2,194,96,1.8,290]
[7645,5.2,162,21,1.5,295]
[7646,4.8,118,3,0.8,297]
[7647,4.4000000000000004,111,46,0.6,292]
[7648,3.7,75,124,1.3,287]
[7649,2.7,7,0,2.2999999999999998,284]
[7650,2.4,0,0,1.9,282]
[7651,2.1,0,0,4.3,279]
[7652,1.9,0,0,4.3,278]
[7653,1.6,0,0,4.5999999999999996,279]
[7654,1.3,0,0,4.3,279]
[7655,1.1000000000000001,0,0,3.1,277]
[7656,0.8,0,0,2.9,277]
[7657,0.9,0,0,2.7,279]
[7658,1,0,0,3.7,282]
[7659,1.1000000000000001,0,0,5.8,284]
[7660,1.2,0,0,4.5999999999999996,284]
[7661,1.3,0,0,4,286]
[7662,1.4,0,0,3.3,288]
[7663,1.5,0,0,2.7,290]
[7664,1.5,1,0,4,292]
[7665,2.2999999999999998,24,0,2.4,297]
[7666,3.1,45,0,1.5,300]
[7667,3.7,57,0,1.2,302]
[7668,4.3,76,0,1.3,304]
[7669,4.8,79,0,2.4,306]
[7670,6.8,261,431,2.4,291]
[7671,7.7,184,463,2.4,295]
[7672,7.6,83,275,2.4,302]
[7673,6.7,1,0,2.2999999999999998,299]
[7674,6.6,0,0,1.8,303]
[7675,6.4,0,0,1.9,303]
[7676,6.3,0,0,1.3,304]
[7677,6.2,0,0,0.7,303]
[7678,6.1,0,0,0.5,305]
[7679,6,0,0,0.3,305]
[7680,5.8,0,0,0.5,306]
[7681,5.5,0,0,0.7,304]
[7682,5.2,0,0,0.6,303]
[7683,4.8,0,0,0.5,303]
[7684,4.7,0,0,0.3,305]
[7685,4.5,0,0,0.4,305]
[7686,4.4000000000000004,0,0,0.9,304]
[7687,4.0999999999999996,0,0,0.7,304]
[7688,4.2,0,0,1.1000000000000001,306]
[7689,4.7,22,0,0.8,309]
[7690,5.0999999999999996,44,0,1.2,309]
[7691,5.3,60,0,1.1000000000000001,312]
[7692,5.8,71,0,1.5,313]
[7693,5.9,66,0,2.1,314]
[7694,6,61,0,4.5999999999999996,313]
[7695,6,40,0,5,314]
[7696,5.8,16,0,4,314]
[7697,5.5,1,0,4.5999999999999996,312]
[7698,5.2,0,0,5.5,309]
[7699,4.9000000000000004,0,0,7,307]
[7700,4.5,0,0,6.4,305]
[7701,4.0999999999999996,0,0,6.7,302]
[7702,3,0,0,7.2,299]
[7703,3.3,0,0,7.9,299]
[7704,2.9,0,0,7.9,296]
[7705,3,0,0,9.3000000000000007,297]
[7706,2.6,0,0,9,295]
[7707,2.1,0,0,10.199999999999999,289]
[7708,2,0,0,13,290]
[7709,1.7,0,0,11.6,288]
[7710,1.6,0,0,10.199999999999999,287]
[7711,1.4,0,0,7.2,285]
[7712,1.3,0,0,6.4,285]
[7713,1.9,30,0,5.5,288]
[7714,2.6,60,0,3.7,290]
[7715,3,72,0,2.7,293]
[7716,3.6,115,0,3.3,293]
[7717,4.0999999999999996,121,0,3.5,295]
[7718,4.3,105,0,3.1,290]
[7719,4.0999999999999996,64,0,2.9,292]
[7720,3.7,30,0,3.7,295]
[7721,3.1,1,0,3.1,294]
[7722,3.4,0,0,2.7,297]
[7723,3.6,0,0,4,297]
[7724,3.9,0,0,2.7,298]
[7725,4.0999999999999996,0,0,2.4,301]
[7726,4.4000000000000004,0,0,1.9,301]
[7727,4.5999999999999996,0,0,2.4,301]
[7728,4.9000000000000004,0,0,3.1,304]
[7729,5.0999999999999996,0,0,4.3,302]
[7730,5.3,0,0,4.5999999999999996,307]
[7731,5.7,0,0,5,311]
[7732,5.9,0,0,4.5999999999999996,312]
[7733,6.1,0,0,4.3,313]
[7734,5.9,0,0,5,314]
[7735,6.3,0,0,3.3,316]
[7736,6.4,0,0,2.7,317]
[7737,7.2,21,0,2.9,321]
[7738,8.4,61,0,3.5,322]
[7739,9.4,84,0,2.4,326]
[7740,10.1,92,0,2.1,331]
[7741,10.6,82,0,2.4,329]
[7742,10.7,61,0,3.3,331]
[7743,10.6,50,0,4.5999999999999996,331]
[7744,10.3,27,0,6.4,330]
[7745,9.8000000000000007,1,0,10.199999999999999,326]
[7746,9.5,0,0,7.9,324]
[7747,9.1999999999999993,0,0,7.9,324]
[7748,9,0,0,6.7,323]
[7749,8.6999999999999993,0,0,8.5,323]
[7750,8.5,0,0,8.5,323]
[7751,8.1999999999999993,0,0,7,324]
[7752,7.9,0,0,5.5,321]
[7753,7.4,0,0,5,318]
[7754,6.8,0,0,4.3,314]
[7755,6.2,0,0,5.5,311]
[7756,5.9,0,0,4.3,310]
[7757,5.6,0,0,3.5,309]
[7758,5.4,0,0,4,308]
[7759,5.2,0,0,5,307]
[7760,5.2,0,0,5.5,307]
[7761,6,35,1,5.5,310]
[7762,7.2,97,46,6.7,310]
[7763,8.6999999999999993,165,107,6.4,309]
[7764,9.8000000000000007,194,100,7.2,313]
[7765,10.7,208,132,5.5,313]
[7766,11,165,85,3.7,317]
[7767,11,124,99,3.3,318]
[7768,10.4,53,38,3.1,321]
[7769,9.4,1,0,1.9,318]
[7770,8.8000000000000007,0,0,1.5,314]
[7771,8.1,0,0,1.9,311]
[7772,7.4,0,0,2.1,309]
[7773,6.7,0,0,1.4,305]
[7774,6,0,0,1.1000000000000001,300]
[7775,5.3,0,0,1.3,299]
[7776,4.5999999999999996,0,0,1.1000000000000001,294]
[7777,4,0,0,2.4,293]
[7778,3.3,0,0,2.2999999999999998,289]
[7779,2.5,0,0,2.7,286]
[7780,2.2000000000000002,0,0,2.7,283]
[7781,1.8,0,0,2.1,281]
[7782,1.5,0,0,3.5,278]
[7783,1.2,0,0,3.1,277]
[7784,1.2,0,0,3.1,277]
[7785,2.5,55,240,1.3,281]
[7786,4.2,138,327,0.9,285]
[7787,5.9,213,368,0.9,288]
[7788,7.3,248,397,0.8,291]
[7789,8.1,241,347,1.3,294]
[7790,8.4,206,284,0.8,297]
[7791,8.1999999999999993,142,234,0.6,298]
[7792,7.4,64,143,1.9,300]
[7793,6.1,1,0,1.9,297]
[7794,5.8,0,0,2.1,297]
[7795,5.5,0,0,2.2999999999999998,297]
[7796,5.2,0,0,2.1,297]
[7797,4.9000000000000004,0,0,2.1,297]
[7798,4.5999999999999996,0,0,1.8,296]
[7799,4.3,0,0,1.5,296]
[7800,4,0,0,1.4,298]
[7801,3.9,0,0,1.5,299]
[7802,3.9,0,0,1.9,299]
[7803,3.8,0,0,2.1,300]
[7804,3.8,0,0,1.4,299]
[7805,3.8,0,0,1.2,300]
[7806,3.8,0,0,1.2,302]
[7807,3.6,0,0,1.3,304]
[7808,3.8,0,0,1.2,306]
[7809,4,5,0,1.3,307]
[7810,4.3,15,0,0.9,309]
[7811,4.5,23,0,1.4,309]
[7812,4.7,27,0,1.5,310]
[7813,4.9000000000000004,25,0,1.7,312]
[7814,6.5,209,272,2.2999999999999998,294]
[7815,7.3,144,254,2.2999999999999998,293]
[7816,7.4,64,156,2.7,298]
[7817,6.8,1,0,3.3,298]
[7818,6.7,0,0,3.3,298]
[7819,6.7,0,0,2.7,299]
[7820,6.6,0,0,3.3,301]
[7821,6.5,0,0,4.3,303]
[7822,6.4,0,0,3.7,304]
[7823,6.3,0,0,3.7,304]
[7824,6.2,0,0,3.7,304]
[7825,6,0,0,5.3,303]
[7826,5.9,0,0,4,302]
[7827,5.7,0,0,4.5999999999999996,301]
[7828,5.6,0,0,3.7,300]
[7829,5.5,0,0,3.5,301]
[7830,5.5,0,0,5,301]
[7831,5.4,0,0,4.3,304]
[7832,5.4,0,0,5,305]
[7833,5.8,16,0,4.5999999999999996,306]
[7834,6.4,41,0,5,306]
[7835,7,63,0,5,308]
[7836,7.4,75,0,3.7,310]
[7837,7.7,65,0,2.7,310]
[7838,7.8,64,0,3.3,319]
[7839,7.9,52,0,2.9,310]
[7840,7.6,23,0,2.7,319]
[7841,7.3,1,0,2.4,317]
[7842,7,0,0,4.5999999999999996,315]
[7843,6.7,0,0,3.5,313]
[7844,6.2,0,0,3.1,310]
[7845,6,0,0,6,308]
[7846,5.6,0,0,7,306]
[7847,5.4,0,0,7,303]
[7848,4.5999999999999996,0,0,5.3,300]
[7849,4.0999999999999996,0,0,5.3,296]
[7850,2.9,0,0,5,290]
[7851,1.8,0,0,5.3,285]
[7852,1.1000000000000001,0,0,4.3,283]
[7853,0.5,0,0,5.8,279]
[7854,0,0,0,5.3,276]
[7855,-0.4,0,0,4.3,273]
[7856,-0.5,0,0,4.5999999999999996,271]
[7857,0.1,39,90,6.2,273]
[7858,0.9,98,62,5,274]
[7859,1.8,148,71,5,275]
[7860,2.5,178,77,5.5,277]
[7861,2.9,178,71,3.7,277]
[7862,3,152,76,3.5,278]
[7863,2.9,113,86,1.9,280]
[7864,2.2999999999999998,45,27,2.7,282]
[7865,1.5,1,0,1.9,281]
[7866,1.2,0,0,2.1,280]
[7867,0.9,0,0,1.1000000000000001,278]
[7868,0.5,0,0,0.9,275]
[7869,0.2,0,0,1.7,273]
[7870,-0.1,0,0,1.8,271]
[7871,-0.5,0,0,2.9,269]
[7872,-0.8,0,0,3.3,266]
[7873,-0.7,0,0,4.3,266]
[7874,-0.4,0,0,4,266]
[7875,-0.2,0,0,3.7,266]
[7876,-0.1,0,0,3.5,267]
[7877,0.1,0,0,3.1,268]
[7878,0.2,0,0,6.2,268]
[7879,0.3,0,0,6,268]
[7880,0.4,0,0,3.7,268]
[7881,1.8,43,172,4,273]
[7882,3.9,118,251,4.5999999999999996,277]
[7883,5.8,176,180,4,280]
[7884,7.4,209,152,2.9,286]
[7885,8.6,213,183,2.7,289]
[7886,9.3000000000000007,202,341,3.1,288]
[7887,9.4,138,253,3.7,291]
[7888,8.5,57,132,3.7,295]
[7889,7.3,1,0,3.7,296]
[7890,6.9,0,0,2.7,297]
[7891,6.5,0,0,2.7,294]
[7892,6.1,0,0,3.7,294]
[7893,5.7,0,0,3.1,294]
[7894,5.3,0,0,2.4,291]
[7895,4.9000000000000004,0,0,2.9,289]
[7896,4.5,0,0,3.1,288]
[7897,3.8,0,0,2.9,283]
[7898,3.1,0,0,2.1,281]
[7899,2.2999999999999998,0,0,2.7,279]
[7900,1.9,0,0,1.7,276]
[7901,1.5,0,0,1.5,274]
[7902,1.3,0,0,0.9,272]
[7903,1,0,0,0.8,271]
[7904,1,0,0,0.8,271]
[7905,1.4,24,0,0.5,274]
[7906,2.5,99,113,0.2,278]
[7907,3.2,118,18,0.3,281]
[7908,3.7,137,16,0.4,285]
[7909,3.9,116,3,0.6,287]
[7910,4.7,224,316,0.6,272]
[7911,4.3,63,0,0.5,288]
[7912,3.7,18,0,0.3,293]
[7913,3.1,0,0,0.2,289]
[7914,2.7,0,0,0.3,287]
[7915,2.2000000000000002,0,0,0.2,283]
[7916,1.8,0,0,0.2,283]
[7917,1.4,0,0,0.2,280]
[7918,0.9,0,0,0.3,278]
[7919,0.5,0,0,0.2,278]
[7920,0,0,0,0.2,275]
[7921,-0.3,0,0,0.1,275]
[7922,-0.5,0,0,0.1,273]
[7923,-0.8,0,0,0.1,270]
[7924,-0.9,0,0,0,270]
[7925,-1,0,0,0.1,268]
[7926,-1.1000000000000001,0,0,0.2,266]
[7927,-1.2,0,0,0.1,266]
[7928,-1.1000000000000001,0,0,0.3,264]
[7929,-0.2,35,109,0.4,268]
[7930,1.4,106,133,0.7,271]
[7931,2.8,153,113,1.1000000000000001,274]
[7932,4.2,210,293,1.2,274]
[7933,5.2,209,182,1.2,277]
[7934,5.6,166,123,1.7,279]
[7935,5.4,109,72,1.7,282]
[7936,4.7,45,40,1.4,283]
[7937,3.7,0,0,1.3,281]
[7938,3.2,0,0,1.5,279]
[7939,2.6,0,0,1.1000000000000001,276]
[7940,2.1,0,0,0.8,274]
[7941,1.5,0,0,0.5,272]
[7942,0.9,0,0,0.4,269]
[7943,0.4,0,0,0.3,266]
[7944,-0.2,0,0,0.3,265]
[7945,-0.9,0,0,0.5,262]
[7946,-1.6,0,0,0.7,257]
[7947,-2.4,0,0,0.8,256]
[7948,-2.8,0,0,1.1000000000000001,254]
[7949,-3.2,0,0,1.5,255]
[7950,-3.4,0,0,3.1,253]
[7951,-3.7,0,0,2.9,253]
[7952,-3.8,0,0,3.3,253]
[7953,-3.1,32,88,3.7,256]
[7954,-1.9,96,101,3.5,259]
[7955,-0.8,147,102,3.7,261]
[7956,0.4,210,301,3.7,261]
[7957,1.2,199,160,3.3,263]
[7958,1.5,170,120,3.5,266]
[7959,1.4,118,105,5.3,266]
[7960,0.7,48,59,7,272]
[7961,-0.2,0,0,8.5,268]
[7962,-0.6,0,0,10.199999999999999,267]
[7963,-1.1000000000000001,0,0,9.3000000000000007,265]
[7964,-1.5,0,0,7,263]
[7965,-2,0,0,4.3,262]
[7966,-2.4,0,0,2.9,260]
[7967,-2.8,0,0,3.5,258]
[7968,-3.3,0,0,2.4,257]
[7969,-3.5,0,0,2.4,256]
[7970,-3.8,0,0,3.1,256]
[7971,-4.0999999999999996,0,0,2.4,254]
[7972,-4.2,0,0,1.9,256]
[7973,-4.3,0,0,1.9,253]
[7974,-4.4000000000000004,0,0,2.7,253]
[7975,-4.5,0,0,4,253]
[7976,-4.5,0,0,3.7,254]
[7977,-4.2,15,0,2.4,258]
[7978,-3.6,42,0,3.1,260]
[7979,-3.3,46,0,3.5,260]
[7980,-2.4,113,3,3.3,258]
[7981,-1.7,138,19,3.3,257]
[7982,-1.3,115,12,3.5,260]
[7983,-1.3,64,0,5.5,263]
[7984,-1.8,19,0,4,266]
[7985,-2.2999999999999998,0,0,3.5,263]
[7986,-2.4,0,0,2.1,262]
[7987,-2.6,0,0,2.9,263]
[7988,-2.7,0,0,2.1,263]
[7989,-2.8,0,0,1.7,263]
[7990,-3,0,0,1.1000000000000001,264]
[7991,-3.1,0,0,0.9,262]
[7992,-3.2,0,0,1.3,261]
[7993,-3.3,0,0,1.2,259]
[7994,-3.4,0,0,1.4,255]
[7995,-3.5,0,0,2.1,257]
[7996,-3.6,0,0,2.2999999999999998,257]
[7997,-3.7,0,0,3.1,257]
[7998,-3.7,0,0,2.7,259]
[7999,-3.8,0,0,3.1,260]
[8000,-3.8,0,0,3.5,260]
[8001,-3.3,11,0,4.3,261]
[8002,-2.4,53,0,4.3,262]
[8003,-1.6,85,0,3.3,263]
[8004,-1.1000000000000001,96,0,1.7,267]
[8005,-0.8,100,0,1.2,268]
[8006,-0.9,59,0,0.9,273]
[8007,-1.1000000000000001,52,0,1.8,270]
[8008,-1.5,21,0,1.7,268]
[8009,-2,0,0,0.9,268]
[8010,-1.9,0,0,0.8,269]
[8011,-1.9,0,0,0.8,268]
[8012,-2,0,0,0.7,269]
[8013,-1.8,0,0,0.8,273]
[8014,-1.7,0,0,1.1000000000000001,273]
[8015,-1.6,0,0,0.7,272]
[8016,-1.6,0,0,1.1000000000000001,273]
[8017,-1.5,0,0,1.6,276]
[8018,-1.4,0,0,1.5,276]
[8019,-1.3,0,0,0.9,277]
[8020,-1.2,0,0,0.6,278]
[8021,-1.1000000000000001,0,0,1.5,278]
[8022,-1,0,0,1.6,278]
[8023,-0.9,0,0,1.3,274]
[8024,-0.8,0,0,1.1000000000000001,275]
[8025,-0.3,6,0,1.6,276]
[8026,0.9,37,0,2.1,276]
[8027,2,66,0,2.7,279]
[8028,3,86,0,2.7,281]
[8029,5,178,152,2.5,276]
[8030,6.4,187,295,1.8,274]
[8031,7,149,409,1.6,274]
[8032,6.9,86,417,1.8,270]
[8033,5.7,3,0,2.1,268]
[8034,5.2,0,0,2.9,266]
[8035,4.7,0,0,2.7,269]
[8036,4.2,0,0,1.6,272]
[8037,3.7,0,0,1.2,273]
[8038,3.2,0,0,1.1000000000000001,274]
[8039,2.8,0,0,1.6,274]
[8040,2.2999999999999998,0,0,2.2000000000000002,271]
[8041,1.4,0,0,2.7,276]
[8042,0.5,0,0,2.5,275]
[8043,-0.4,0,0,2.7,271]
[8044,-1,0,0,2.5,270]
[8045,-1.5,0,0,3.1,271]
[8046,-2,0,0,3.3,270]
[8047,-2.4,0,0,2.9,269]
[8048,-2.9,0,0,4,268]
[8049,-2.8,4,0,4.4000000000000004,271]
[8050,-2.5,25,0,5,269]
[8051,-2.4,31,0,5.7,267]
[8052,-2.5,28,0,6.2,269]
[8053,-2.5,33,0,5.9,268]
[8054,-1.1000000000000001,249,475,5.2,246]
[8055,-0.7,163,568,5.2,252]
[8056,-0.9,65,337,3.3,258]
[8057,-1.6,0,0,3.7,257]
[8058,-1.5,0,0,3.1,261]
[8059,-1.4,0,0,3.7,263]
[8060,-1.4,0,0,3.9,265]
[8061,-1.3,0,0,3.3,266]
[8062,-1.2,0,0,3.7,269]
[8063,-1.1000000000000001,0,0,4.4000000000000004,270]
[8064,-1,0,0,6.2,272]
[8065,-0.6,0,0,6.2,275]
[8066,-0.1,0,0,5.9,279]
[8067,0.4,0,0,5.2,283]
[8068,0.7,0,0,5,285]
[8069,1,0,0,4.7,290]
[8070,1.3,0,0,4,293]
[8071,1.6,0,0,4.7,294]
[8072,1.8,0,0,3.7,296]
[8073,2.2999999999999998,4,0,2.5,300]
[8074,2.9,16,0,1.8,302]
[8075,3.5,26,0,1.6,306]
[8076,4,30,0,0.6,305]
[8077,4.3,33,0,0.4,306]
[8078,7.4,225,405,0.2,286]
[8079,8.6999999999999993,151,474,0.4,291]
[8080,8.6999999999999993,60,283,0.8,295]
[8081,7.7,0,0,0.9,293]
[8082,7.6,0,0,0.7,296]
[8083,7.5,0,0,0.9,295]
[8084,7.5,0,0,0.9,296]
[8085,7.4,0,0,1.2,297]
[8086,7.3,0,0,1.1000000000000001,299]
[8087,7.2,0,0,1.6,301]
[8088,7.2,0,0,1.1000000000000001,306]
[8089,6.6,0,0,1.8,305]
[8090,6,0,0,1.1000000000000001,304]
[8091,5.4,0,0,1.2,302]
[8092,5.0999999999999996,0,0,1.1000000000000001,302]
[8093,4.8,0,0,0.8,300]
[8094,4.4000000000000004,0,0,1.6,300]
[8095,4.2,0,0,1.5,299]
[8096,4,0,0,1.3,303]
[8097,4,3,0,1.3,305]
[8098,4.4000000000000004,32,0,1.1000000000000001,300]
[8099,4.5999999999999996,46,0,1.1000000000000001,302]
[8100,4.7,59,0,0.3,300]
[8101,4.8,61,0,0.7,302]
[8102,4.8,54,0,0.3,303]
[8103,4.7,33,0,0.1,301]
[8104,4.5,16,0,0.1,300]
[8105,4.3,0,0,0.4,296]
[8106,3.9,0,0,0.5,293]
[8107,3.5,0,0,0.9,291]
[8108,3.1,0,0,1.6,289]
[8109,2.7,0,0,1.2,288]
[8110,2.2999999999999998,0,0,1.6,289]
[8111,1.9,0,0,1.5,288]
[8112,1.3,0,0,1.3,288]
[8113,0.8,0,0,2.2000000000000002,286]
[8114,-0.1,0,0,2.7,284]
[8115,-0.9,0,0,4,279]
[8116,-1.4,0,0,3.1,277]
[8117,-1.8,0,0,2.6,275]
[8118,-2.2000000000000002,0,0,3.9,272]
[8119,-2.5,0,0,4.7,271]
[8120,-2.8,0,0,4.2,269]
[8121,-2.2999999999999998,10,0,5.7,271]
[8122,-0.7,74,66,5.7,267]
[8123,1.4,163,286,5.2,265]
[8124,2.9,204,311,3.3,267]
[8125,3.9,213,329,3.7,268]
[8126,5.0999999999999996,276,662,3.1,259]
[8127,5.3,179,542,3.7,261]
[8128,4.0999999999999996,53,153,3.1,271]
[8129,2.6,1,0,2.7,270]
[8130,1.9,0,0,2.1,270]
[8131,1.2,0,0,2.9,268]
[8132,0.6,0,0,3.5,266]
[8133,-0.1,0,0,3.5,265]
[8134,-0.8,0,0,2.7,264]
[8135,-1.5,0,0,2.2000000000000002,263]
[8136,-2.2000000000000002,0,0,2.6,262]
[8137,-2.7,0,0,2.4,260]
[8138,-3.3,0,0,3.1,259]
[8139,-3.8,0,0,4,257]
[8140,-4.0999999999999996,0,0,4.7,256]
[8141,-4.4000000000000004,0,0,5.2,255]
[8142,-4.7,0,0,5.9,254]
[8143,-4.9000000000000004,0,0,5,253]
[8144,-5.0999999999999996,0,0,5.4,253]
[8145,-4.3,15,0,6.6,258]
[8146,-0.9,133,331,6.2,253]
[8147,1.9,220,712,5.4,258]
[8148,4,274,773,5,260]
[8149,5.5,285,790,4.7,266]
[8150,6.1,249,757,5.7,268]
[8151,5.7,169,654,5.4,269]
[8152,4.0999999999999996,67,394,4.2,272]
[8153,2.2000000000000002,0,0,6.2,269]
[8154,1.8,0,0,5.9,269]
[8155,1.4,0,0,5.7,268]
[8156,0.9,0,0,4.7,266]
[8157,0.5,0,0,3.5,264]
[8158,0.1,0,0,2.9,265]
[8159,-0.3,0,0,2.2000000000000002,264]
[8160,-0.8,0,0,2.4,263]
[8161,-1.2,0,0,2.1,263]
[8162,-1.6,0,0,2,263]
[8163,-2,0,0,2.1,264]
[8164,-2.2000000000000002,0,0,2.1,264]
[8165,-2.5,0,0,3.1,264]
[8166,-2.7,0,0,3.3,264]
[8167,-2.8,0,0,3.1,264]
[8168,-3,0,0,3.1,267]
[8169,-2.8,3,0,5,270]
[8170,-0.7,80,112,6.4,260]
[8171,1.5,156,265,5.2,260]
[8172,2.7,165,112,5.4,265]
[8173,3.3,163,93,6.2,270]
[8174,3.7,156,163,5.9,269]
[8175,3.8,133,293,5.4,267]
[8176,2.7,36,29,5.4,278]
[8177,1.5,1,0,5.4,275]
[8178,1.3,0,0,4.2,276]
[8179,1.1000000000000001,0,0,3.3,278]
[8180,0.9,0,0,2.2000000000000002,279]
[8181,0.7,0,0,2.6,279]
[8182,0.5,0,0,2.4,280]
[8183,0.3,0,0,2.6,280]
[8184,0.1,0,0,2.2000000000000002,281]
[8185,0,0,0,2.7,279]
[8186,-0.1,0,0,2.4,277]
[8187,-0.2,0,0,2,275]
[8188,-0.2,0,0,2.4,277]
[8189,-0.2,0,0,1.8,278]
[8190,-0.2,0,0,1.6,278]
[8191,-0.2,0,0,1.1000000000000001,277]
[8192,-0.2,0,0,0.2,279]
[8193,0,3,0,0.1,281]
[8194,1.3,44,0,0.2,276]
[8195,2.5,83,0,0.5,277]
[8196,3.4,93,0,0.5,279]
[8197,4.2,117,9,1.1000000000000001,278]
[8198,4.4000000000000004,87,0,1.6,282]
[8199,4.3,60,0,1.5,285]
[8200,3.8,30,0,0.7,284]
[8201,3.1,0,0,1.1000000000000001,281]
[8202,2.7,0,0,0.6,278]
[8203,2.2999999999999998,0,0,0.2,279]
[8204,1.9,0,0,0.4,276]
[8205,1.4,0,0,0.4,274]
[8206,1,0,0,0.9,281]
[8207,0.6,0,0,1.1000000000000001,282]
[8208,0.2,0,0,0.4,280]
[8209,-0.4,0,0,0.5,278]
[8210,-1,0,0,0.4,277]
[8211,-1.6,0,0,0.8,276]
[8212,-2,0,0,0.5,274]
[8213,-2.2999999999999998,0,0,0.9,274]
[8214,-2.6,0,0,0.4,273]
[8215,-2.9,0,0,0.4,272]
[8216,-3.1,0,0,0.8,272]
[8217,-3,3,0,0.7,270]
[8218,-1.5,67,55,0.4,260]
[8219,-0.3,119,60,0.7,260]
[8220,0.8,155,94,0.4,261]
[8221,1.4,150,67,0.8,264]
[8222,1.4,114,20,0.7,268]
[8223,1.1000000000000001,73,6,1.2,270]
[8224,0.4,32,3,1.2,270]
[8225,-0.5,0,0,0.9,269]
[8226,-0.8,0,0,1.1000000000000001,268]
[8227,-1.1000000000000001,0,0,1.1000000000000001,267]
[8228,-1.4,0,0,1.5,264]
[8229,-1.7,0,0,1.6,265]
[8230,-2,0,0,1.5,265]
[8231,-2.2000000000000002,0,0,2,266]
[8232,-2.5,0,0,2.4,264]
[8233,-2.6,0,0,1.3,264]
[8234,-2.7,0,0,1.8,265]
[8235,-2.7,0,0,1.5,265]
[8236,-2.7,0,0,1.8,266]
[8237,-2.6,0,0,1.8,266]
[8238,-2.6,0,0,2.2000000000000002,266]
[8239,-2.6,0,0,1.6,266]
[8240,-2.5,0,0,1.3,266]
[8241,-1.7,12,0,2.2000000000000002,270]
[8242,-0.2,55,28,2.6,274]
[8243,1.7,120,95,2,276]
[8244,2.5,106,7,1.6,282]
[8245,4.5,221,358,2,275]
[8246,6.3,260,656,1.8,270]
[8247,6.8,176,539,1.3,274]
[8248,5.7,49,141,1.1000000000000001,282]
[8249,4.3,1,0,1.8,277]
[8250,3.8,0,0,2.4,279]
[8251,3.3,0,0,2.7,278]
[8252,2.9,0,0,2.4,279]
[8253,2.4,0,0,2,280]
[8254,2,0,0,2.4,279]
[8255,1.5,0,0,1.6,280]
[8256,1.1000000000000001,0,0,2.2000000000000002,281]
[8257,0.3,0,0,2,278]
[8258,-0.6,0,0,2.2000000000000002,275]
[8259,-1.5,0,0,1.5,273]
[8260,-2,0,0,0.5,272]
[8261,-2.5,0,0,0.8,271]
[8262,-3.1,0,0,0.9,269]
[8263,-3.4,0,0,1.5,269]
[8264,-3.8,0,0,2.2000000000000002,268]
[8265,-3.8,2,0,2.9,269]
[8266,-2.8,59,25,3.3,263]
[8267,-2,93,10,3.3,266]
[8268,-1.3,126,22,3.7,268]
[8269,-0.8,139,51,2.6,269]
[8270,-0.7,117,38,3.3,271]
[8271,-0.8,92,66,3.3,269]
[8272,-1.4,39,46,3.1,268]
[8273,-2.2000000000000002,0,0,3.9,265]
[8274,-2.2999999999999998,0,0,3.5,265]
[8275,-2.2999999999999998,0,0,3.5,266]
[8276,-2.4,0,0,3.5,266]
[8277,-2.5,0,0,3.3,267]
[8278,-2.5,0,0,3.9,267]
[8279,-2.6,0,0,4.7,268]
[8280,-2.7,0,0,4.4000000000000004,268]
[8281,-2.5,0,0,4.2,269]
[8282,-1.8,0,0,5.2,273]
[8283,-1.4,0,0,5.2,277]
[8284,-1.1000000000000001,0,0,5.7,279]
[8285,-0.8,0,0,5.4,281]
[8286,-0.6,0,0,4.2,284]
[8287,-0.3,0,0,3.7,286]
[8288,-0.1,0,0,4,288]
[8289,0.2,2,0,5,290]
[8290,1.5,31,0,5.9,290]
[8291,2.7,58,0,4.7,292]
[8292,3.8,76,0,4.4000000000000004,292]
[8293,4.5999999999999996,81,0,4.2,296]
[8294,4.9000000000000004,67,0,5,298]
[8295,4.9000000000000004,45,0,6.6,298]
[8296,4.4000000000000004,20,0,6.9,297]
[8297,3.8,0,0,6.6,295]
[8298,3.6,0,0,6.4,293]
[8299,3.4,0,0,6.2,296]
[8300,3.2,0,0,7.4,297]
[8301,3.1,0,0,6.9,297]
[8302,2.9,0,0,7.2,296]
[8303,2.7,0,0,8.1999999999999993,295]
[8304,2.5,0,0,8.1999999999999993,295]
[8305,1.9,0,0,9.8000000000000007,293]
[8306,1.2,0,0,10.3,291]
[8307,0.4,0,0,12.7,289]
[8308,0,0,0,12.7,287]
[8309,-0.4,0,0,8.8000000000000007,285]
[8310,-0.9,0,0,9.8000000000000007,282]
[8311,-1.2,0,0,8,282]
[8312,-1.5,0,0,6.2,280]
[8313,-1.6,2,0,5.9,279]
[8314,-1.4,28,0,6.9,276]
[8315,-1.3,50,0,6.4,276]
[8316,-1.3,64,0,6.2,275]
[8317,-1,67,0,5.9,277]
[8318,-1.1000000000000001,58,0,3.1,277]
[8319,-1.3,40,0,2.4,277]
[8320,-1.6,16,0,2.5,277]
[8321,-1.9,0,0,2.9,275]
[8322,-1.7,0,0,3.3,277]
[8323,-1.4,0,0,4.2,279]
[8324,-1.2,0,0,3.7,280]
[8325,-0.9,0,0,2.9,282]
[8326,-0.7,0,0,4.4000000000000004,283]
[8327,-0.4,0,0,5.9,285]
[8328,-0.2,0,0,6.6,287]
[8329,0.2,0,0,6.2,288]
[8330,0.7,0,0,6.9,289]
[8331,1.1000000000000001,0,0,6.9,290]
[8332,1.4,0,0,7.2,294]
[8333,1.6,0,0,7.8,295]
[8334,1.9,0,0,6.9,298]
[8335,2.1,0,0,7.4,298]
[8336,2.2999999999999998,0,0,7.6,299]
[8337,2.6,2,0,8.8000000000000007,300]
[8338,3.5,18,0,10.5,300]
[8339,4.3,31,0,10.8,302]
[8340,5,39,0,11.3,304]
[8341,5.4,40,0,11.3,305]
[8342,5.7,35,0,10.1,305]
[8343,5.7,25,0,9.3000000000000007,305]
[8344,5.3,10,0,8.8000000000000007,309]
[8345,4.9000000000000004,0,0,7.4,307]
[8346,4.9000000000000004,0,0,7.2,307]
[8347,5,0,0,7.2,308]
[8348,4.9000000000000004,0,0,8,308]
[8349,4.7,0,0,8.5,309]
[8350,5.2,0,0,9.3000000000000007,311]
[8351,5.2,0,0,7.2,311]
[8352,5.2,0,0,8.1999999999999993,310]
[8353,4.9000000000000004,0,0,7.2,308]
[8354,4.7,0,0,6.4,309]
[8355,4.4000000000000004,0,0,5.7,308]
[8356,4.3,0,0,4.7,308]
[8357,4.0999999999999996,0,0,3.1,307]
[8358,4,0,0,3.5,308]
[8359,3.9,0,0,3.5,310]
[8360,3.8,0,0,2.9,309]
[8361,3.9,2,0,2.9,310]
[8362,4.0999999999999996,11,0,4.2,311]
[8363,4.3,19,0,4.4000000000000004,309]
[8364,4.5,25,0,3.7,306]
[8365,4.5999999999999996,26,0,3.7,308]
[8366,6.1,169,241,2.5,292]
[8367,6.6,112,232,2,298]
[8368,6.5,46,168,1.8,301]
[8369,6,0,0,0.9,302]
[8370,5.9,0,0,0.8,303]
[8371,5.9,0,0,0.9,304]
[8372,5.8,0,0,1.5,305]
[8373,5.8,0,0,2,305]
[8374,5.7,0,0,1.8,308]
[8375,5.7,0,0,2.2000000000000002,309]
[8376,5.6,0,0,2,311]
[8377,5.6,0,0,2,312]
[8378,5.7,0,0,2.2000000000000002,313]
[8379,5.8,0,0,1.6,314]
[8380,5.8,0,0,1.3,316]
[8381,5.9,0,0,1.3,316]
[8382,6,0,0,1.2,318]
[8383,6,0,0,1.6,318]
[8384,6.1,0,0,2.2000000000000002,318]
[8385,6.3,3,0,3.1,318]
[8386,7.6,40,0,2.9,314]
[8387,8.9,77,0,2.6,317]
[8388,9.6,82,0,2.2000000000000002,322]
[8389,10,73,0,2.2000000000000002,324]
[8390,10.1,62,0,2.9,321]
[8391,10.1,53,0,2.9,320]
[8392,9.6,16,0,3.5,321]
[8393,9,0,0,4.2,320]
[8394,8.6,0,0,4.7,324]
[8395,8.4,0,0,5.2,325]
[8396,8.1,0,0,5,323]
[8397,7.8,0,0,5.7,321]
[8398,7.5,0,0,5.9,319]
[8399,7.2,0,0,6.9,317]
[8400,6.9,0,0,5.9,315]
[8401,6,0,0,5.4,310]
[8402,5,0,0,6.2,306]
[8403,4,0,0,6.6,301]
[8404,3.5,0,0,5,298]
[8405,2.9,0,0,4.7,289]
[8406,2.2999999999999998,0,0,4.7,284]
[8407,1.9,0,0,4.2,285]
[8408,1.5,0,0,4.2,283]
[8409,1.5,2,0,4.7,283]
[8410,2.2999999999999998,44,0,5.2,286]
[8411,3.3,98,41,6.2,285]
[8412,4.5,166,144,4.4000000000000004,282]
[8413,5.2,171,136,4.7,284]
[8414,5.6,170,313,4.2,283]
[8415,5.5,114,225,4.4000000000000004,284]
[8416,4.8,42,99,5.7,289]
[8417,3.9,0,0,6.9,285]
[8418,3.6,0,0,6.6,285]
[8419,3.3,0,0,6.9,284]
[8420,3,0,0,6.4,282]
[8421,2.7,0,0,5,283]
[8422,2.5,0,0,5.4,282]
[8423,2.2000000000000002,0,0,5,281]
[8424,1.9,0,0,6.6,279]
[8425,2.1,0,0,6.9,279]
[8426,2.2999999999999998,0,0,7.6,283]
[8427,2.6,0,0,7.6,286]
[8428,2.7,0,0,8.8000000000000007,288]
[8429,2.9,0,0,8.1999999999999993,289]
[8430,3.1,0,0,8.1999999999999993,290]
[8431,3.3,0,0,7.6,291]
[8432,3.4,0,0,6.6,295]
[8433,4.2,11,0,6.2,298]
[8434,5.4,47,0,5,303]
[8435,8.3000000000000007,167,370,6.2,298]
[8436,11.5,280,583,6.6,296]
[8437,11.8,140,78,5.4,319]
[8438,12.2,153,195,5,317]
[8439,10.8,33,0,5,331]
[8440,9.5,6,0,4.4000000000000004,332]
[8441,8.4,0,0,4.2,329]
[8442,8.4,0,0,4.4000000000000004,330]
[8443,8.4,0,0,4.2,329]
[8444,8.3000000000000007,0,0,5.4,330]
[8445,8.3000000000000007,0,0,6.2,329]
[8446,8.3000000000000007,0,0,4.4000000000000004,331]
[8447,8.3000000000000007,0,0,3.5,330]
[8448,8.1999999999999993,0,0,3.3,331]
[8449,7.6,0,0,2.2000000000000002,328]
[8450,7.2,0,0,1.5,325]
[8451,6.8,0,0,2,324]
[8452,6.5,0,0,2.2000000000000002,322]
[8453,6.2,0,0,2.5,320]
[8454,5.9,0,0,2.4,318]
[8455,5.7,0,0,2.9,317]
[8456,5.5,0,0,2.4,315]
[8457,5.6,2,0,2.5,315]
[8458,6,26,0,3.3,317]
[8459,6.3,49,0,2.6,317]
[8460,6.6,63,0,2.9,318]
[8461,6.8,68,0,2.9,316]
[8462,6.9,64,0,3.1,314]
[8463,6.8,38,0,2.9,314]
[8464,6.6,19,0,3.7,315]
[8465,6.3,0,0,5.4,313]
[8466,6,0,0,5.4,314]
[8467,5.7,0,0,7.4,311]
[8468,5.4,0,0,9.3000000000000007,309]
[8469,5.0999999999999996,0,0,8.8000000000000007,310]
[8470,4.8,0,0,8.5,308]
[8471,4.5,0,0,8.8000000000000007,308]
[8472,4.2,0,0,9.5,306]
[8473,4.0999999999999996,0,0,9.8000000000000007,305]
[8474,4.0999999999999996,0,0,8,305]
[8475,3.9,0,0,8.5,302]
[8476,4,0,0,8.5,303]
[8477,4,0,0,7.6,303]
[8478,3.9,0,0,6.9,302]
[8479,3.9,0,0,5.7,302]
[8480,3.9,0,0,5.4,302]
[8481,4.2,3,0,4.2,303]
[8482,5.3,40,0,3.5,304]
[8483,6.3,68,0,2.9,308]
[8484,7.4,107,12,2.9,305]
[8485,7.9,86,0,2.9,306]
[8486,8.3000000000000007,96,4,3.7,305]
[8487,8.3000000000000007,65,0,2.6,302]
[8488,7.7,21,0,2.2000000000000002,305]
[8489,7.1,0,0,2.5,303]
[8490,6.7,0,0,2,303]
[8491,6.3,0,0,2.6,302]
[8492,5.9,0,0,3.1,299]
[8493,5.5,0,0,2.9,297]
[8494,5.0999999999999996,0,0,1.8,293]
[8495,4.7,0,0,1.5,289]
[8496,4.3,0,0,1.6,288]
[8497,3.1,0,0,1.1000000000000001,289]
[8498,1.8,0,0,0.8,283]
[8499,0.5,0,0,0.7,278]
[8500,-0.2,0,0,0.6,274]
[8501,-1,0,0,0.6,268]
[8502,-1.7,0,0,1.1000000000000001,262]
[8503,-2.2999999999999998,0,0,0.5,261]
[8504,-2.8,0,0,0.5,258]
[8505,-2.8,7,0,1.3,258]
[8506,-2.6,50,50,1.8,259]
[8507,-2.1,134,220,1.5,254]
[8508,-2,132,67,0.7,259]
[8509,-2,114,15,1.6,263]
[8510,-2.4,49,0,1.1000000000000001,269]
[8511,-2.8,19,0,0.6,270]
[8512,-3.2,29,0,0.7,262]
[8513,-3.6,0,0,1.3,259]
[8514,-3.8,0,0,2.4,257]
[8515,-4,0,0,2.4,256]
[8516,-4.2,0,0,1.8,255]
[8517,-4.4000000000000004,0,0,0.7,253]
[8518,-4.5999999999999996,0,0,0.9,251]
[8519,-4.8,0,0,0.3,249]
[8520,-5.0999999999999996,0,0,1.6,247]
[8521,-4.5999999999999996,0,0,2.4,248]
[8522,-4,0,0,2.9,248]
[8523,-3.5,0,0,2.6,249]
[8524,-3.1,0,0,3.3,251]
[8525,-2.7,0,0,2.2000000000000002,251]
[8526,-2.2999999999999998,0,0,2.6,252]
[8527,-2,0,0,2.5,250]
[8528,-1.8,0,0,2.5,251]
[8529,-1.1000000000000001,7,0,2,253]
[8530,2.6,100,270,2.9,263]
[8531,4.5,122,154,2.5,274]
[8532,5.6,126,59,2.6,281]
[8533,7.8,218,380,4,276]
[8534,9.5,240,635,2.9,276]
[8535,9.9,154,571,1.8,283]
[8536,8.8000000000000007,60,319,2.6,286]
[8537,7.1,1,0,2.6,280]
[8538,6.7,0,0,2,284]
[8539,6.4,0,0,2.2000000000000002,283]
[8540,6.1,0,0,2.2000000000000002,284]
[8541,5.7,0,0,2,283]
[8542,5.4,0,0,2.1,282]
[8543,5,0,0,2.5,283]
[8544,4.7,0,0,2.6,282]
[8545,3.7,0,0,2.1,280]
[8546,2.7,0,0,2.9,280]
[8547,1.6,0,0,3.5,279]
[8548,0.9,0,0,4,278]
[8549,0.3,0,0,2.2000000000000002,278]
[8550,-0.3,0,0,2.1,278]
[8551,-0.7,0,0,1.5,278]
[8552,-1.2,0,0,1.3,277]
[8553,-1.4,2,0,1.6,278]
[8554,-1.7,22,0,2.4,277]
[8555,-1.9,39,0,3.5,275]
[8556,-2.2000000000000002,47,0,3.7,273]
[8557,-2.4,50,0,4.2,271]
[8558,-2.6,40,0,3.7,270]
[8559,-2.2000000000000002,28,0,3.7,273]
[8560,-2.2000000000000002,13,0,4,273]
[8561,-2.2000000000000002,0,0,4,274]
[8562,-2.8,0,0,4,271]
[8563,-3.3,0,0,2.9,269]
[8564,-3.8,0,0,2,266]
[8565,-4.3,0,0,1.5,264]
[8566,-5.2,0,0,1.3,259]
[8567,-5.4,0,0,2.1,258]
[8568,-6,0,0,2,255]
[8569,-6.1,0,0,2.2000000000000002,255]
[8570,-6,0,0,1.8,255]
[8571,-5.9,0,0,1.8,256]
[8572,-5.9,0,0,1.5,256]
[8573,-5.8,0,0,1.5,256]
[8574,-5.9,0,0,1.6,256]
[8575,-5.8,0,0,1.5,257]
[8576,-5.8,0,0,1.1000000000000001,257]
[8577,-5.6,1,0,0.2,258]
[8578,-5.3,14,0,0.1,258]
[8579,-4.8,27,0,0,259]
[8580,-4.5,33,0,0.5,259]
[8581,-4.3,36,0,1.6,261]
[8582,-4.5,32,0,1.5,260]
[8583,-4.0999999999999996,22,0,1.6,262]
[8584,-4.3,9,0,1.5,262]
[8585,-4.5,0,0,1.6,261]
[8586,-4.5999999999999996,0,0,0.9,258]
[8587,-4.7,0,0,1.1000000000000001,255]
[8588,-4.9000000000000004,0,0,0.9,253]
[8589,-5,0,0,1.1000000000000001,251]
[8590,-5.0999999999999996,0,0,1.8,249]
[8591,-5.3,0,0,1.3,248]
[8592,-5.4,0,0,1.1000000000000001,247]
[8593,-6,0,0,2.2000000000000002,243]
[8594,-6.7,0,0,3.3,239]
[8595,-7.4,0,0,2.6,235]
[8596,-7.8,0,0,4.2,233]
[8597,-8.1999999999999993,0,0,3.9,231]
[8598,-8.6,0,0,5,228]
[8599,-8.9,0,0,5.2,225]
[8600,-9.1999999999999993,0,0,3.5,223]
[8601,-9.1999999999999993,4,0,2.9,222]
[8602,-7.2,89,367,3.5,228]
[8603,-5.5,165,483,3.3,231]
[8604,-4,221,565,3.3,236]
[8605,-2.9,238,610,3.5,237]
[8606,-2.6,201,513,3.7,241]
[8607,-2.8,141,451,3.5,244]
[8608,-3.9,54,229,2.9,247]
[8609,-5.3,0,0,2.9,243]
[8610,-5.5,0,0,4.4000000000000004,244]
[8611,-5.7,0,0,3.1,242]
[8612,-5.9,0,0,2.7,243]
[8613,-6.1,0,0,2.2000000000000002,243]
[8614,-6.3,0,0,2.5,243]
[8615,-6.5,0,0,2.2000000000000002,244]
[8616,-6.7,0,0,1.5,243]
[8617,-6.5,0,0,0.8,245]
[8618,-6.2,0,0,0.6,247]
[8619,-6,0,0,0.5,249]
[8620,-5.8,0,0,1.2,249]
[8621,-5.7,0,0,1.1000000000000001,253]
[8622,-5.5,0,0,0.9,255]
[8623,-5.4,0,0,1.1000000000000001,256]
[8624,-5.3,0,0,2,258]
[8625,-5.0999999999999996,1,0,2,259]
[8626,-4.4000000000000004,16,0,2.2000000000000002,263]
[8627,-3.8,30,0,3.1,265]
[8628,-3.1,42,0,1.8,268]
[8629,-2.6,51,0,2.2000000000000002,268]
[8630,-2.2999999999999998,46,0,2,269]
[8631,-2.2000000000000002,33,0,1.6,270]
[8632,-2.5,14,0,1.2,270]
[8633,-2.9,0,0,2.1,268]
[8634,-2.9,0,0,3.3,268]
[8635,-3,0,0,2.4,268]
[8636,-3.1,0,0,2.7,269]
[8637,-3.3,0,0,2.7,269]
[8638,-3,0,0,3.5,269]
[8639,-3,0,0,3.5,270]
[8640,-3,0,0,3.3,270]
[8641,-3.2,0,0,3.5,269]
[8642,-3.4,0,0,5,268]
[8643,-3.6,0,0,3.9,267]
[8644,-3.7,0,0,5.7,267]
[8645,-3.8,0,0,5,266]
[8646,-3.9,0,0,4.4000000000000004,265]
[8647,-4,0,0,3.1,265]
[8648,-4.0999999999999996,0,0,2.4,265]
[8649,-4,1,0,2.2000000000000002,266]
[8650,-3.6,18,0,3.3,268]
[8651,-3.2,38,0,3.3,269]
[8652,-2.8,47,0,2.9,269]
[8653,-2.6,55,0,3.3,270]
[8654,-2.5,46,0,3.3,270]
[8655,-2.5,29,0,3.3,270]
[8656,-2.8,13,0,4.4000000000000004,271]
[8657,-3,0,0,4.7,267]
[8658,-3.2,0,0,4,265]
[8659,-3.4,0,0,4.4000000000000004,265]
[8660,-3.6,0,0,2.9,264]
[8661,-3.8,0,0,2.9,264]
[8662,-4,0,0,2.6,261]
[8663,-4.4000000000000004,0,0,3.7,260]
[8664,-4.4000000000000004,0,0,4.2,259]
[8665,-4.5,0,0,4,257]
[8666,-4.5999999999999996,0,0,3.5,256]
[8667,-4.7,0,0,5,255]
[8668,-4.8,0,0,4,256]
[8669,-4.9000000000000004,0,0,5,255]
[8670,-5,0,0,5.7,254]
[8671,-5,0,0,5.2,254]
[8672,-5,0,0,4.4000000000000004,252]
[8673,-5,1,0,4.7,252]
[8674,-3.7,42,0,5,256]
[8675,-2.6,77,0,5.7,253]
[8676,-1.4,117,17,5.2,253]
[8677,-0.6,120,14,3.9,255]
[8678,-0.4,98,4,2.4,259]
[8679,-0.4,71,1,2,263]
[8680,-1,33,0,1.6,262]
[8681,-1.8,1,0,0.9,258]
[8682,-1.9,0,0,0.7,257]
[8683,-2,0,0,1.6,258]
[8684,-2.1,0,0,1.5,256]
[8685,-2.2999999999999998,0,0,2.6,256]
[8686,-2.4,0,0,3.3,254]
[8687,-2.5,0,0,3.7,256]
[8688,-2.6,0,0,4.2,256]
[8689,-2.8,0,0,4.4000000000000004,256]
[8690,-2.9,0,0,4,257]
[8691,-3.1,0,0,5.4,254]
[8692,-3.1,0,0,5.4,255]
[8693,-3.2,0,0,3.5,254]
[8694,-3.2,0,0,3.7,254]
[8695,-3.3,0,0,3.9,255]
[8696,-3.3,0,0,4,254]
[8697,-3,4,0,4.4000000000000004,254]
[8698,-0.7,77,252,4.2,261]
[8699,1.8,157,423,4.4000000000000004,263]
[8700,3.6,193,374,5.9,268]
[8701,4.8,200,347,5.7,273]
[8702,5.4,189,406,6.9,273]
[8703,5.3,130,292,7.6,277]
[8704,4.2,54,152,7.6,280]
[8705,2.7,0,0,7.8,279]
[8706,2.7,0,0,8,280]
[8707,2.7,0,0,6.9,281]
[8708,2.7,0,0,7.6,282]
[8709,2.6,0,0,7.2,283]
[8710,2.6,0,0,6.2,285]
[8711,2.6,0,0,6.2,286]
[8712,2.5,0,0,3.9,289]
[8713,2.5,0,0,5.4,286]
[8714,2.4,0,0,4.7,288]
[8715,2.2999999999999998,0,0,4.4000000000000004,291]
[8716,2.2999999999999998,0,0,4.4000000000000004,292]
[8717,2.2999999999999998,0,0,6.4,292]
[8718,2.2000000000000002,0,0,4.7,295]
[8719,2.2000000000000002,0,0,4.2,296]
[8720,2.2000000000000002,0,0,5,297]
[8721,2.2999999999999998,1,0,3.9,299]
[8722,2.6,12,0,3.9,302]
[8723,2.9,23,0,4.4000000000000004,301]
[8724,3.1,28,0,4.2,302]
[8725,3.3,31,0,4.2,302]
[8726,3.3,28,0,4.2,301]
[8727,3.3,18,0,3.5,304]
[8728,3.1,9,0,3.7,304]
[8729,2.9,0,0,3.9,303]
[8730,2.7,0,0,3.7,302]
[8731,2.6,0,0,3.7,299]
[8732,2.2999999999999998,0,0,5.2,299]
[8733,2.2999999999999998,0,0,5,298]
[8734,1.6,0,0,5.7,295]
[8735,2.2000000000000002,0,0,4.7,295]
[8736,2,0,0,3.5,293]
[8737,1.5,0,0,3.7,293]
[8738,0.9,0,0,4,289]
[8739,0.3,0,0,5.2,285]
[8740,-0.1,0,0,4.4000000000000004,283]
[8741,-0.5,0,0,5,280]
[8742,-0.8,0,0,4.4000000000000004,277]
[8743,-1.1000000000000001,0,0,3.5,276]
[8744,-1.4,0,0,5,274]
[8745,-1.4,2,0,4.7,274]
[8746,-0.8,38,0,4.4000000000000004,276]
[8747,-0.3,63,0,3.1,275]
[8748,0,71,0,2.9,278]
[8749,0.2,77,0,2.9,277]
[8750,0.2,69,0,3.5,279]
[8751,0.1,52,0,3.9,278]
[8752,-0.2,26,0,4.7,277]
[8753,-0.6,1,0,4,274]
[8754,-0.8,0,0,3.9,274]
[8755,-0.9,0,0,4.2,273]
[8756,-1,0,0,3.1,271]
[8757,-1.3,0,0,2.5,271]
[8758,-1.3,0,0,1.1000000000000001,273]
[8759,-1.4,0,0,0.7,273]
[8760,-1.5,0,0,0.9,271]

{"sheet":"Template - New city","index":5,"n_rows":8765,"n_cols":6,"rows_kept":8765,"cut":false,"hidden":true,"merged":[]}
["Location:","Enter name of the city",null,"Longitude","STD longitude","Latitude"]
["Years:","XXXX–XXXX",null,"XX","XX","XX"]
[null,null,null,"NB! The longitudes are defined negative for values to the east and positive to the west."]
["TIME        ","ta","Ghoris","Gbn","w10","EL"]
["[hour]","[°C]","[W/m2]","[W/m2]","[m/s]","[W/m2]"]
[1]
[2]
[3]
[4]
[5]
[6]
[7]
[8]
[9]
[10]
[11]
[12]
[13]
[14]
[15]
[16]
[17]
[18]
[19]
[20]
[21]
[22]
[23]
[24]
[25]
[26]
[27]
[28]
[29]
[30]
[31]
[32]
[33]
[34]
[35]
[36]
[37]
[38]
[39]
[40]
[41]
[42]
[43]
[44]
[45]
[46]
[47]
[48]
[49]
[50]
[51]
[52]
[53]
[54]
[55]
[56]
[57]
[58]
[59]
[60]
[61]
[62]
[63]
[64]
[65]
[66]
[67]
[68]
[69]
[70]
[71]
[72]
[73]
[74]
[75]
[76]
[77]
[78]
[79]
[80]
[81]
[82]
[83]
[84]
[85]
[86]
[87]
[88]
[89]
[90]
[91]
[92]
[93]
[94]
[95]
[96]
[97]
[98]
[99]
[100]
[101]
[102]
[103]
[104]
[105]
[106]
[107]
[108]
[109]
[110]
[111]
[112]
[113]
[114]
[115]
[116]
[117]
[118]
[119]
[120]
[121]
[122]
[123]
[124]
[125]
[126]
[127]
[128]
[129]
[130]
[131]
[132]
[133]
[134]
[135]
[136]
[137]
[138]
[139]
[140]
[141]
[142]
[143]
[144]
[145]
[146]
[147]
[148]
[149]
[150]
[151]
[152]
[153]
[154]
[155]
[156]
[157]
[158]
[159]
[160]
[161]
[162]
[163]
[164]
[165]
[166]
[167]
[168]
[169]
[170]
[171]
[172]
[173]
[174]
[175]
[176]
[177]
[178]
[179]
[180]
[181]
[182]
[183]
[184]
[185]
[186]
[187]
[188]
[189]
[190]
[191]
[192]
[193]
[194]
[195]
[196]
[197]
[198]
[199]
[200]
[201]
[202]
[203]
[204]
[205]
[206]
[207]
[208]
[209]
[210]
[211]
[212]
[213]
[214]
[215]
[216]
[217]
[218]
[219]
[220]
[221]
[222]
[223]
[224]
[225]
[226]
[227]
[228]
[229]
[230]
[231]
[232]
[233]
[234]
[235]
[236]
[237]
[238]
[239]
[240]
[241]
[242]
[243]
[244]
[245]
[246]
[247]
[248]
[249]
[250]
[251]
[252]
[253]
[254]
[255]
[256]
[257]
[258]
[259]
[260]
[261]
[262]
[263]
[264]
[265]
[266]
[267]
[268]
[269]
[270]
[271]
[272]
[273]
[274]
[275]
[276]
[277]
[278]
[279]
[280]
[281]
[282]
[283]
[284]
[285]
[286]
[287]
[288]
[289]
[290]
[291]
[292]
[293]
[294]
[295]
[296]
[297]
[298]
[299]
[300]
[301]
[302]
[303]
[304]
[305]
[306]
[307]
[308]
[309]
[310]
[311]
[312]
[313]
[314]
[315]
[316]
[317]
[318]
[319]
[320]
[321]
[322]
[323]
[324]
[325]
[326]
[327]
[328]
[329]
[330]
[331]
[332]
[333]
[334]
[335]
[336]
[337]
[338]
[339]
[340]
[341]
[342]
[343]
[344]
[345]
[346]
[347]
[348]
[349]
[350]
[351]
[352]
[353]
[354]
[355]
[356]
[357]
[358]
[359]
[360]
[361]
[362]
[363]
[364]
[365]
[366]
[367]
[368]
[369]
[370]
[371]
[372]
[373]
[374]
[375]
[376]
[377]
[378]
[379]
[380]
[381]
[382]
[383]
[384]
[385]
[386]
[387]
[388]
[389]
[390]
[391]
[392]
[393]
[394]
[395]
[396]
[397]
[398]
[399]
[400]
[401]
[402]
[403]
[404]
[405]
[406]
[407]
[408]
[409]
[410]
[411]
[412]
[413]
[414]
[415]
[416]
[417]
[418]
[419]
[420]
[421]
[422]
[423]
[424]
[425]
[426]
[427]
[428]
[429]
[430]
[431]
[432]
[433]
[434]
[435]
[436]
[437]
[438]
[439]
[440]
[441]
[442]
[443]
[444]
[445]
[446]
[447]
[448]
[449]
[450]
[451]
[452]
[453]
[454]
[455]
[456]
[457]
[458]
[459]
[460]
[461]
[462]
[463]
[464]
[465]
[466]
[467]
[468]
[469]
[470]
[471]
[472]
[473]
[474]
[475]
[476]
[477]
[478]
[479]
[480]
[481]
[482]
[483]
[484]
[485]
[486]
[487]
[488]
[489]
[490]
[491]
[492]
[493]
[494]
[495]
[496]
[497]
[498]
[499]
[500]
[501]
[502]
[503]
[504]
[505]
[506]
[507]
[508]
[509]
[510]
[511]
[512]
[513]
[514]
[515]
[516]
[517]
[518]
[519]
[520]
[521]
[522]
[523]
[524]
[525]
[526]
[527]
[528]
[529]
[530]
[531]
[532]
[533]
[534]
[535]
[536]
[537]
[538]
[539]
[540]
[541]
[542]
[543]
[544]
[545]
[546]
[547]
[548]
[549]
[550]
[551]
[552]
[553]
[554]
[555]
[556]
[557]
[558]
[559]
[560]
[561]
[562]
[563]
[564]
[565]
[566]
[567]
[568]
[569]
[570]
[571]
[572]
[573]
[574]
[575]
[576]
[577]
[578]
[579]
[580]
[581]
[582]
[583]
[584]
[585]
[586]
[587]
[588]
[589]
[590]
[591]
[592]
[593]
[594]
[595]
[596]
[597]
[598]
[599]
[600]
[601]
[602]
[603]
[604]
[605]
[606]
[607]
[608]
[609]
[610]
[611]
[612]
[613]
[614]
[615]
[616]
[617]
[618]
[619]
[620]
[621]
[622]
[623]
[624]
[625]
[626]
[627]
[628]
[629]
[630]
[631]
[632]
[633]
[634]
[635]
[636]
[637]
[638]
[639]
[640]
[641]
[642]
[643]
[644]
[645]
[646]
[647]
[648]
[649]
[650]
[651]
[652]
[653]
[654]
[655]
[656]
[657]
[658]
[659]
[660]
[661]
[662]
[663]
[664]
[665]
[666]
[667]
[668]
[669]
[670]
[671]
[672]
[673]
[674]
[675]
[676]
[677]
[678]
[679]
[680]
[681]
[682]
[683]
[684]
[685]
[686]
[687]
[688]
[689]
[690]
[691]
[692]
[693]
[694]
[695]
[696]
[697]
[698]
[699]
[700]
[701]
[702]
[703]
[704]
[705]
[706]
[707]
[708]
[709]
[710]
[711]
[712]
[713]
[714]
[715]
[716]
[717]
[718]
[719]
[720]
[721]
[722]
[723]
[724]
[725]
[726]
[727]
[728]
[729]
[730]
[731]
[732]
[733]
[734]
[735]
[736]
[737]
[738]
[739]
[740]
[741]
[742]
[743]
[744]
[745]
[746]
[747]
[748]
[749]
[750]
[751]
[752]
[753]
[754]
[755]
[756]
[757]
[758]
[759]
[760]
[761]
[762]
[763]
[764]
[765]
[766]
[767]
[768]
[769]
[770]
[771]
[772]
[773]
[774]
[775]
[776]
[777]
[778]
[779]
[780]
[781]
[782]
[783]
[784]
[785]
[786]
[787]
[788]
[789]
[790]
[791]
[792]
[793]
[794]
[795]
[796]
[797]
[798]
[799]
[800]
[801]
[802]
[803]
[804]
[805]
[806]
[807]
[808]
[809]
[810]
[811]
[812]
[813]
[814]
[815]
[816]
[817]
[818]
[819]
[820]
[821]
[822]
[823]
[824]
[825]
[826]
[827]
[828]
[829]
[830]
[831]
[832]
[833]
[834]
[835]
[836]
[837]
[838]
[839]
[840]
[841]
[842]
[843]
[844]
[845]
[846]
[847]
[848]
[849]
[850]
[851]
[852]
[853]
[854]
[855]
[856]
[857]
[858]
[859]
[860]
[861]
[862]
[863]
[864]
[865]
[866]
[867]
[868]
[869]
[870]
[871]
[872]
[873]
[874]
[875]
[876]
[877]
[878]
[879]
[880]
[881]
[882]
[883]
[884]
[885]
[886]
[887]
[888]
[889]
[890]
[891]
[892]
[893]
[894]
[895]
[896]
[897]
[898]
[899]
[900]
[901]
[902]
[903]
[904]
[905]
[906]
[907]
[908]
[909]
[910]
[911]
[912]
[913]
[914]
[915]
[916]
[917]
[918]
[919]
[920]
[921]
[922]
[923]
[924]
[925]
[926]
[927]
[928]
[929]
[930]
[931]
[932]
[933]
[934]
[935]
[936]
[937]
[938]
[939]
[940]
[941]
[942]
[943]
[944]
[945]
[946]
[947]
[948]
[949]
[950]
[951]
[952]
[953]
[954]
[955]
[956]
[957]
[958]
[959]
[960]
[961]
[962]
[963]
[964]
[965]
[966]
[967]
[968]
[969]
[970]
[971]
[972]
[973]
[974]
[975]
[976]
[977]
[978]
[979]
[980]
[981]
[982]
[983]
[984]
[985]
[986]
[987]
[988]
[989]
[990]
[991]
[992]
[993]
[994]
[995]
[996]
[997]
[998]
[999]
[1000]
[1001]
[1002]
[1003]
[1004]
[1005]
[1006]
[1007]
[1008]
[1009]
[1010]
[1011]
[1012]
[1013]
[1014]
[1015]
[1016]
[1017]
[1018]
[1019]
[1020]
[1021]
[1022]
[1023]
[1024]
[1025]
[1026]
[1027]
[1028]
[1029]
[1030]
[1031]
[1032]
[1033]
[1034]
[1035]
[1036]
[1037]
[1038]
[1039]
[1040]
[1041]
[1042]
[1043]
[1044]
[1045]
[1046]
[1047]
[1048]
[1049]
[1050]
[1051]
[1052]
[1053]
[1054]
[1055]
[1056]
[1057]
[1058]
[1059]
[1060]
[1061]
[1062]
[1063]
[1064]
[1065]
[1066]
[1067]
[1068]
[1069]
[1070]
[1071]
[1072]
[1073]
[1074]
[1075]
[1076]
[1077]
[1078]
[1079]
[1080]
[1081]
[1082]
[1083]
[1084]
[1085]
[1086]
[1087]
[1088]
[1089]
[1090]
[1091]
[1092]
[1093]
[1094]
[1095]
[1096]
[1097]
[1098]
[1099]
[1100]
[1101]
[1102]
[1103]
[1104]
[1105]
[1106]
[1107]
[1108]
[1109]
[1110]
[1111]
[1112]
[1113]
[1114]
[1115]
[1116]
[1117]
[1118]
[1119]
[1120]
[1121]
[1122]
[1123]
[1124]
[1125]
[1126]
[1127]
[1128]
[1129]
[1130]
[1131]
[1132]
[1133]
[1134]
[1135]
[1136]
[1137]
[1138]
[1139]
[1140]
[1141]
[1142]
[1143]
[1144]
[1145]
[1146]
[1147]
[1148]
[1149]
[1150]
[1151]
[1152]
[1153]
[1154]
[1155]
[1156]
[1157]
[1158]
[1159]
[1160]
[1161]
[1162]
[1163]
[1164]
[1165]
[1166]
[1167]
[1168]
[1169]
[1170]
[1171]
[1172]
[1173]
[1174]
[1175]
[1176]
[1177]
[1178]
[1179]
[1180]
[1181]
[1182]
[1183]
[1184]
[1185]
[1186]
[1187]
[1188]
[1189]
[1190]
[1191]
[1192]
[1193]
[1194]
[1195]
[1196]
[1197]
[1198]
[1199]
[1200]
[1201]
[1202]
[1203]
[1204]
[1205]
[1206]
[1207]
[1208]
[1209]
[1210]
[1211]
[1212]
[1213]
[1214]
[1215]
[1216]
[1217]
[1218]
[1219]
[1220]
[1221]
[1222]
[1223]
[1224]
[1225]
[1226]
[1227]
[1228]
[1229]
[1230]
[1231]
[1232]
[1233]
[1234]
[1235]
[1236]
[1237]
[1238]
[1239]
[1240]
[1241]
[1242]
[1243]
[1244]
[1245]
[1246]
[1247]
[1248]
[1249]
[1250]
[1251]
[1252]
[1253]
[1254]
[1255]
[1256]
[1257]
[1258]
[1259]
[1260]
[1261]
[1262]
[1263]
[1264]
[1265]
[1266]
[1267]
[1268]
[1269]
[1270]
[1271]
[1272]
[1273]
[1274]
[1275]
[1276]
[1277]
[1278]
[1279]
[1280]
[1281]
[1282]
[1283]
[1284]
[1285]
[1286]
[1287]
[1288]
[1289]
[1290]
[1291]
[1292]
[1293]
[1294]
[1295]
[1296]
[1297]
[1298]
[1299]
[1300]
[1301]
[1302]
[1303]
[1304]
[1305]
[1306]
[1307]
[1308]
[1309]
[1310]
[1311]
[1312]
[1313]
[1314]
[1315]
[1316]
[1317]
[1318]
[1319]
[1320]
[1321]
[1322]
[1323]
[1324]
[1325]
[1326]
[1327]
[1328]
[1329]
[1330]
[1331]
[1332]
[1333]
[1334]
[1335]
[1336]
[1337]
[1338]
[1339]
[1340]
[1341]
[1342]
[1343]
[1344]
[1345]
[1346]
[1347]
[1348]
[1349]
[1350]
[1351]
[1352]
[1353]
[1354]
[1355]
[1356]
[1357]
[1358]
[1359]
[1360]
[1361]
[1362]
[1363]
[1364]
[1365]
[1366]
[1367]
[1368]
[1369]
[1370]
[1371]
[1372]
[1373]
[1374]
[1375]
[1376]
[1377]
[1378]
[1379]
[1380]
[1381]
[1382]
[1383]
[1384]
[1385]
[1386]
[1387]
[1388]
[1389]
[1390]
[1391]
[1392]
[1393]
[1394]
[1395]
[1396]
[1397]
[1398]
[1399]
[1400]
[1401]
[1402]
[1403]
[1404]
[1405]
[1406]
[1407]
[1408]
[1409]
[1410]
[1411]
[1412]
[1413]
[1414]
[1415]
[1416]
[1417]
[1418]
[1419]
[1420]
[1421]
[1422]
[1423]
[1424]
[1425]
[1426]
[1427]
[1428]
[1429]
[1430]
[1431]
[1432]
[1433]
[1434]
[1435]
[1436]
[1437]
[1438]
[1439]
[1440]
[1441]
[1442]
[1443]
[1444]
[1445]
[1446]
[1447]
[1448]
[1449]
[1450]
[1451]
[1452]
[1453]
[1454]
[1455]
[1456]
[1457]
[1458]
[1459]
[1460]
[1461]
[1462]
[1463]
[1464]
[1465]
[1466]
[1467]
[1468]
[1469]
[1470]
[1471]
[1472]
[1473]
[1474]
[1475]
[1476]
[1477]
[1478]
[1479]
[1480]
[1481]
[1482]
[1483]
[1484]
[1485]
[1486]
[1487]
[1488]
[1489]
[1490]
[1491]
[1492]
[1493]
[1494]
[1495]
[1496]
[1497]
[1498]
[1499]
[1500]
[1501]
[1502]
[1503]
[1504]
[1505]
[1506]
[1507]
[1508]
[1509]
[1510]
[1511]
[1512]
[1513]
[1514]
[1515]
[1516]
[1517]
[1518]
[1519]
[1520]
[1521]
[1522]
[1523]
[1524]
[1525]
[1526]
[1527]
[1528]
[1529]
[1530]
[1531]
[1532]
[1533]
[1534]
[1535]
[1536]
[1537]
[1538]
[1539]
[1540]
[1541]
[1542]
[1543]
[1544]
[1545]
[1546]
[1547]
[1548]
[1549]
[1550]
[1551]
[1552]
[1553]
[1554]
[1555]
[1556]
[1557]
[1558]
[1559]
[1560]
[1561]
[1562]
[1563]
[1564]
[1565]
[1566]
[1567]
[1568]
[1569]
[1570]
[1571]
[1572]
[1573]
[1574]
[1575]
[1576]
[1577]
[1578]
[1579]
[1580]
[1581]
[1582]
[1583]
[1584]
[1585]
[1586]
[1587]
[1588]
[1589]
[1590]
[1591]
[1592]
[1593]
[1594]
[1595]
[1596]
[1597]
[1598]
[1599]
[1600]
[1601]
[1602]
[1603]
[1604]
[1605]
[1606]
[1607]
[1608]
[1609]
[1610]
[1611]
[1612]
[1613]
[1614]
[1615]
[1616]
[1617]
[1618]
[1619]
[1620]
[1621]
[1622]
[1623]
[1624]
[1625]
[1626]
[1627]
[1628]
[1629]
[1630]
[1631]
[1632]
[1633]
[1634]
[1635]
[1636]
[1637]
[1638]
[1639]
[1640]
[1641]
[1642]
[1643]
[1644]
[1645]
[1646]
[1647]
[1648]
[1649]
[1650]
[1651]
[1652]
[1653]
[1654]
[1655]
[1656]
[1657]
[1658]
[1659]
[1660]
[1661]
[1662]
[1663]
[1664]
[1665]
[1666]
[1667]
[1668]
[1669]
[1670]
[1671]
[1672]
[1673]
[1674]
[1675]
[1676]
[1677]
[1678]
[1679]
[1680]
[1681]
[1682]
[1683]
[1684]
[1685]
[1686]
[1687]
[1688]
[1689]
[1690]
[1691]
[1692]
[1693]
[1694]
[1695]
[1696]
[1697]
[1698]
[1699]
[1700]
[1701]
[1702]
[1703]
[1704]
[1705]
[1706]
[1707]
[1708]
[1709]
[1710]
[1711]
[1712]
[1713]
[1714]
[1715]
[1716]
[1717]
[1718]
[1719]
[1720]
[1721]
[1722]
[1723]
[1724]
[1725]
[1726]
[1727]
[1728]
[1729]
[1730]
[1731]
[1732]
[1733]
[1734]
[1735]
[1736]
[1737]
[1738]
[1739]
[1740]
[1741]
[1742]
[1743]
[1744]
[1745]
[1746]
[1747]
[1748]
[1749]
[1750]
[1751]
[1752]
[1753]
[1754]
[1755]
[1756]
[1757]
[1758]
[1759]
[1760]
[1761]
[1762]
[1763]
[1764]
[1765]
[1766]
[1767]
[1768]
[1769]
[1770]
[1771]
[1772]
[1773]
[1774]
[1775]
[1776]
[1777]
[1778]
[1779]
[1780]
[1781]
[1782]
[1783]
[1784]
[1785]
[1786]
[1787]
[1788]
[1789]
[1790]
[1791]
[1792]
[1793]
[1794]
[1795]
[1796]
[1797]
[1798]
[1799]
[1800]
[1801]
[1802]
[1803]
[1804]
[1805]
[1806]
[1807]
[1808]
[1809]
[1810]
[1811]
[1812]
[1813]
[1814]
[1815]
[1816]
[1817]
[1818]
[1819]
[1820]
[1821]
[1822]
[1823]
[1824]
[1825]
[1826]
[1827]
[1828]
[1829]
[1830]
[1831]
[1832]
[1833]
[1834]
[1835]
[1836]
[1837]
[1838]
[1839]
[1840]
[1841]
[1842]
[1843]
[1844]
[1845]
[1846]
[1847]
[1848]
[1849]
[1850]
[1851]
[1852]
[1853]
[1854]
[1855]
[1856]
[1857]
[1858]
[1859]
[1860]
[1861]
[1862]
[1863]
[1864]
[1865]
[1866]
[1867]
[1868]
[1869]
[1870]
[1871]
[1872]
[1873]
[1874]
[1875]
[1876]
[1877]
[1878]
[1879]
[1880]
[1881]
[1882]
[1883]
[1884]
[1885]
[1886]
[1887]
[1888]
[1889]
[1890]
[1891]
[1892]
[1893]
[1894]
[1895]
[1896]
[1897]
[1898]
[1899]
[1900]
[1901]
[1902]
[1903]
[1904]
[1905]
[1906]
[1907]
[1908]
[1909]
[1910]
[1911]
[1912]
[1913]
[1914]
[1915]
[1916]
[1917]
[1918]
[1919]
[1920]
[1921]
[1922]
[1923]
[1924]
[1925]
[1926]
[1927]
[1928]
[1929]
[1930]
[1931]
[1932]
[1933]
[1934]
[1935]
[1936]
[1937]
[1938]
[1939]
[1940]
[1941]
[1942]
[1943]
[1944]
[1945]
[1946]
[1947]
[1948]
[1949]
[1950]
[1951]
[1952]
[1953]
[1954]
[1955]
[1956]
[1957]
[1958]
[1959]
[1960]
[1961]
[1962]
[1963]
[1964]
[1965]
[1966]
[1967]
[1968]
[1969]
[1970]
[1971]
[1972]
[1973]
[1974]
[1975]
[1976]
[1977]
[1978]
[1979]
[1980]
[1981]
[1982]
[1983]
[1984]
[1985]
[1986]
[1987]
[1988]
[1989]
[1990]
[1991]
[1992]
[1993]
[1994]
[1995]
[1996]
[1997]
[1998]
[1999]
[2000]
[2001]
[2002]
[2003]
[2004]
[2005]
[2006]
[2007]
[2008]
[2009]
[2010]
[2011]
[2012]
[2013]
[2014]
[2015]
[2016]
[2017]
[2018]
[2019]
[2020]
[2021]
[2022]
[2023]
[2024]
[2025]
[2026]
[2027]
[2028]
[2029]
[2030]
[2031]
[2032]
[2033]
[2034]
[2035]
[2036]
[2037]
[2038]
[2039]
[2040]
[2041]
[2042]
[2043]
[2044]
[2045]
[2046]
[2047]
[2048]
[2049]
[2050]
[2051]
[2052]
[2053]
[2054]
[2055]
[2056]
[2057]
[2058]
[2059]
[2060]
[2061]
[2062]
[2063]
[2064]
[2065]
[2066]
[2067]
[2068]
[2069]
[2070]
[2071]
[2072]
[2073]
[2074]
[2075]
[2076]
[2077]
[2078]
[2079]
[2080]
[2081]
[2082]
[2083]
[2084]
[2085]
[2086]
[2087]
[2088]
[2089]
[2090]
[2091]
[2092]
[2093]
[2094]
[2095]
[2096]
[2097]
[2098]
[2099]
[2100]
[2101]
[2102]
[2103]
[2104]
[2105]
[2106]
[2107]
[2108]
[2109]
[2110]
[2111]
[2112]
[2113]
[2114]
[2115]
[2116]
[2117]
[2118]
[2119]
[2120]
[2121]
[2122]
[2123]
[2124]
[2125]
[2126]
[2127]
[2128]
[2129]
[2130]
[2131]
[2132]
[2133]
[2134]
[2135]
[2136]
[2137]
[2138]
[2139]
[2140]
[2141]
[2142]
[2143]
[2144]
[2145]
[2146]
[2147]
[2148]
[2149]
[2150]
[2151]
[2152]
[2153]
[2154]
[2155]
[2156]
[2157]
[2158]
[2159]
[2160]
[2161]
[2162]
[2163]
[2164]
[2165]
[2166]
[2167]
[2168]
[2169]
[2170]
[2171]
[2172]
[2173]
[2174]
[2175]
[2176]
[2177]
[2178]
[2179]
[2180]
[2181]
[2182]
[2183]
[2184]
[2185]
[2186]
[2187]
[2188]
[2189]
[2190]
[2191]
[2192]
[2193]
[2194]
[2195]
[2196]
[2197]
[2198]
[2199]
[2200]
[2201]
[2202]
[2203]
[2204]
[2205]
[2206]
[2207]
[2208]
[2209]
[2210]
[2211]
[2212]
[2213]
[2214]
[2215]
[2216]
[2217]
[2218]
[2219]
[2220]
[2221]
[2222]
[2223]
[2224]
[2225]
[2226]
[2227]
[2228]
[2229]
[2230]
[2231]
[2232]
[2233]
[2234]
[2235]
[2236]
[2237]
[2238]
[2239]
[2240]
[2241]
[2242]
[2243]
[2244]
[2245]
[2246]
[2247]
[2248]
[2249]
[2250]
[2251]
[2252]
[2253]
[2254]
[2255]
[2256]
[2257]
[2258]
[2259]
[2260]
[2261]
[2262]
[2263]
[2264]
[2265]
[2266]
[2267]
[2268]
[2269]
[2270]
[2271]
[2272]
[2273]
[2274]
[2275]
[2276]
[2277]
[2278]
[2279]
[2280]
[2281]
[2282]
[2283]
[2284]
[2285]
[2286]
[2287]
[2288]
[2289]
[2290]
[2291]
[2292]
[2293]
[2294]
[2295]
[2296]
[2297]
[2298]
[2299]
[2300]
[2301]
[2302]
[2303]
[2304]
[2305]
[2306]
[2307]
[2308]
[2309]
[2310]
[2311]
[2312]
[2313]
[2314]
[2315]
[2316]
[2317]
[2318]
[2319]
[2320]
[2321]
[2322]
[2323]
[2324]
[2325]
[2326]
[2327]
[2328]
[2329]
[2330]
[2331]
[2332]
[2333]
[2334]
[2335]
[2336]
[2337]
[2338]
[2339]
[2340]
[2341]
[2342]
[2343]
[2344]
[2345]
[2346]
[2347]
[2348]
[2349]
[2350]
[2351]
[2352]
[2353]
[2354]
[2355]
[2356]
[2357]
[2358]
[2359]
[2360]
[2361]
[2362]
[2363]
[2364]
[2365]
[2366]
[2367]
[2368]
[2369]
[2370]
[2371]
[2372]
[2373]
[2374]
[2375]
[2376]
[2377]
[2378]
[2379]
[2380]
[2381]
[2382]
[2383]
[2384]
[2385]
[2386]
[2387]
[2388]
[2389]
[2390]
[2391]
[2392]
[2393]
[2394]
[2395]
[2396]
[2397]
[2398]
[2399]
[2400]
[2401]
[2402]
[2403]
[2404]
[2405]
[2406]
[2407]
[2408]
[2409]
[2410]
[2411]
[2412]
[2413]
[2414]
[2415]
[2416]
[2417]
[2418]
[2419]
[2420]
[2421]
[2422]
[2423]
[2424]
[2425]
[2426]
[2427]
[2428]
[2429]
[2430]
[2431]
[2432]
[2433]
[2434]
[2435]
[2436]
[2437]
[2438]
[2439]
[2440]
[2441]
[2442]
[2443]
[2444]
[2445]
[2446]
[2447]
[2448]
[2449]
[2450]
[2451]
[2452]
[2453]
[2454]
[2455]
[2456]
[2457]
[2458]
[2459]
[2460]
[2461]
[2462]
[2463]
[2464]
[2465]
[2466]
[2467]
[2468]
[2469]
[2470]
[2471]
[2472]
[2473]
[2474]
[2475]
[2476]
[2477]
[2478]
[2479]
[2480]
[2481]
[2482]
[2483]
[2484]
[2485]
[2486]
[2487]
[2488]
[2489]
[2490]
[2491]
[2492]
[2493]
[2494]
[2495]
[2496]
[2497]
[2498]
[2499]
[2500]
[2501]
[2502]
[2503]
[2504]
[2505]
[2506]
[2507]
[2508]
[2509]
[2510]
[2511]
[2512]
[2513]
[2514]
[2515]
[2516]
[2517]
[2518]
[2519]
[2520]
[2521]
[2522]
[2523]
[2524]
[2525]
[2526]
[2527]
[2528]
[2529]
[2530]
[2531]
[2532]
[2533]
[2534]
[2535]
[2536]
[2537]
[2538]
[2539]
[2540]
[2541]
[2542]
[2543]
[2544]
[2545]
[2546]
[2547]
[2548]
[2549]
[2550]
[2551]
[2552]
[2553]
[2554]
[2555]
[2556]
[2557]
[2558]
[2559]
[2560]
[2561]
[2562]
[2563]
[2564]
[2565]
[2566]
[2567]
[2568]
[2569]
[2570]
[2571]
[2572]
[2573]
[2574]
[2575]
[2576]
[2577]
[2578]
[2579]
[2580]
[2581]
[2582]
[2583]
[2584]
[2585]
[2586]
[2587]
[2588]
[2589]
[2590]
[2591]
[2592]
[2593]
[2594]
[2595]
[2596]
[2597]
[2598]
[2599]
[2600]
[2601]
[2602]
[2603]
[2604]
[2605]
[2606]
[2607]
[2608]
[2609]
[2610]
[2611]
[2612]
[2613]
[2614]
[2615]
[2616]
[2617]
[2618]
[2619]
[2620]
[2621]
[2622]
[2623]
[2624]
[2625]
[2626]
[2627]
[2628]
[2629]
[2630]
[2631]
[2632]
[2633]
[2634]
[2635]
[2636]
[2637]
[2638]
[2639]
[2640]
[2641]
[2642]
[2643]
[2644]
[2645]
[2646]
[2647]
[2648]
[2649]
[2650]
[2651]
[2652]
[2653]
[2654]
[2655]
[2656]
[2657]
[2658]
[2659]
[2660]
[2661]
[2662]
[2663]
[2664]
[2665]
[2666]
[2667]
[2668]
[2669]
[2670]
[2671]
[2672]
[2673]
[2674]
[2675]
[2676]
[2677]
[2678]
[2679]
[2680]
[2681]
[2682]
[2683]
[2684]
[2685]
[2686]
[2687]
[2688]
[2689]
[2690]
[2691]
[2692]
[2693]
[2694]
[2695]
[2696]
[2697]
[2698]
[2699]
[2700]
[2701]
[2702]
[2703]
[2704]
[2705]
[2706]
[2707]
[2708]
[2709]
[2710]
[2711]
[2712]
[2713]
[2714]
[2715]
[2716]
[2717]
[2718]
[2719]
[2720]
[2721]
[2722]
[2723]
[2724]
[2725]
[2726]
[2727]
[2728]
[2729]
[2730]
[2731]
[2732]
[2733]
[2734]
[2735]
[2736]
[2737]
[2738]
[2739]
[2740]
[2741]
[2742]
[2743]
[2744]
[2745]
[2746]
[2747]
[2748]
[2749]
[2750]
[2751]
[2752]
[2753]
[2754]
[2755]
[2756]
[2757]
[2758]
[2759]
[2760]
[2761]
[2762]
[2763]
[2764]
[2765]
[2766]
[2767]
[2768]
[2769]
[2770]
[2771]
[2772]
[2773]
[2774]
[2775]
[2776]
[2777]
[2778]
[2779]
[2780]
[2781]
[2782]
[2783]
[2784]
[2785]
[2786]
[2787]
[2788]
[2789]
[2790]
[2791]
[2792]
[2793]
[2794]
[2795]
[2796]
[2797]
[2798]
[2799]
[2800]
[2801]
[2802]
[2803]
[2804]
[2805]
[2806]
[2807]
[2808]
[2809]
[2810]
[2811]
[2812]
[2813]
[2814]
[2815]
[2816]
[2817]
[2818]
[2819]
[2820]
[2821]
[2822]
[2823]
[2824]
[2825]
[2826]
[2827]
[2828]
[2829]
[2830]
[2831]
[2832]
[2833]
[2834]
[2835]
[2836]
[2837]
[2838]
[2839]
[2840]
[2841]
[2842]
[2843]
[2844]
[2845]
[2846]
[2847]
[2848]
[2849]
[2850]
[2851]
[2852]
[2853]
[2854]
[2855]
[2856]
[2857]
[2858]
[2859]
[2860]
[2861]
[2862]
[2863]
[2864]
[2865]
[2866]
[2867]
[2868]
[2869]
[2870]
[2871]
[2872]
[2873]
[2874]
[2875]
[2876]
[2877]
[2878]
[2879]
[2880]
[2881]
[2882]
[2883]
[2884]
[2885]
[2886]
[2887]
[2888]
[2889]
[2890]
[2891]
[2892]
[2893]
[2894]
[2895]
[2896]
[2897]
[2898]
[2899]
[2900]
[2901]
[2902]
[2903]
[2904]
[2905]
[2906]
[2907]
[2908]
[2909]
[2910]
[2911]
[2912]
[2913]
[2914]
[2915]
[2916]
[2917]
[2918]
[2919]
[2920]
[2921]
[2922]
[2923]
[2924]
[2925]
[2926]
[2927]
[2928]
[2929]
[2930]
[2931]
[2932]
[2933]
[2934]
[2935]
[2936]
[2937]
[2938]
[2939]
[2940]
[2941]
[2942]
[2943]
[2944]
[2945]
[2946]
[2947]
[2948]
[2949]
[2950]
[2951]
[2952]
[2953]
[2954]
[2955]
[2956]
[2957]
[2958]
[2959]
[2960]
[2961]
[2962]
[2963]
[2964]
[2965]
[2966]
[2967]
[2968]
[2969]
[2970]
[2971]
[2972]
[2973]
[2974]
[2975]
[2976]
[2977]
[2978]
[2979]
[2980]
[2981]
[2982]
[2983]
[2984]
[2985]
[2986]
[2987]
[2988]
[2989]
[2990]
[2991]
[2992]
[2993]
[2994]
[2995]
[2996]
[2997]
[2998]
[2999]
[3000]
[3001]
[3002]
[3003]
[3004]
[3005]
[3006]
[3007]
[3008]
[3009]
[3010]
[3011]
[3012]
[3013]
[3014]
[3015]
[3016]
[3017]
[3018]
[3019]
[3020]
[3021]
[3022]
[3023]
[3024]
[3025]
[3026]
[3027]
[3028]
[3029]
[3030]
[3031]
[3032]
[3033]
[3034]
[3035]
[3036]
[3037]
[3038]
[3039]
[3040]
[3041]
[3042]
[3043]
[3044]
[3045]
[3046]
[3047]
[3048]
[3049]
[3050]
[3051]
[3052]
[3053]
[3054]
[3055]
[3056]
[3057]
[3058]
[3059]
[3060]
[3061]
[3062]
[3063]
[3064]
[3065]
[3066]
[3067]
[3068]
[3069]
[3070]
[3071]
[3072]
[3073]
[3074]
[3075]
[3076]
[3077]
[3078]
[3079]
[3080]
[3081]
[3082]
[3083]
[3084]
[3085]
[3086]
[3087]
[3088]
[3089]
[3090]
[3091]
[3092]
[3093]
[3094]
[3095]
[3096]
[3097]
[3098]
[3099]
[3100]
[3101]
[3102]
[3103]
[3104]
[3105]
[3106]
[3107]
[3108]
[3109]
[3110]
[3111]
[3112]
[3113]
[3114]
[3115]
[3116]
[3117]
[3118]
[3119]
[3120]
[3121]
[3122]
[3123]
[3124]
[3125]
[3126]
[3127]
[3128]
[3129]
[3130]
[3131]
[3132]
[3133]
[3134]
[3135]
[3136]
[3137]
[3138]
[3139]
[3140]
[3141]
[3142]
[3143]
[3144]
[3145]
[3146]
[3147]
[3148]
[3149]
[3150]
[3151]
[3152]
[3153]
[3154]
[3155]
[3156]
[3157]
[3158]
[3159]
[3160]
[3161]
[3162]
[3163]
[3164]
[3165]
[3166]
[3167]
[3168]
[3169]
[3170]
[3171]
[3172]
[3173]
[3174]
[3175]
[3176]
[3177]
[3178]
[3179]
[3180]
[3181]
[3182]
[3183]
[3184]
[3185]
[3186]
[3187]
[3188]
[3189]
[3190]
[3191]
[3192]
[3193]
[3194]
[3195]
[3196]
[3197]
[3198]
[3199]
[3200]
[3201]
[3202]
[3203]
[3204]
[3205]
[3206]
[3207]
[3208]
[3209]
[3210]
[3211]
[3212]
[3213]
[3214]
[3215]
[3216]
[3217]
[3218]
[3219]
[3220]
[3221]
[3222]
[3223]
[3224]
[3225]
[3226]
[3227]
[3228]
[3229]
[3230]
[3231]
[3232]
[3233]
[3234]
[3235]
[3236]
[3237]
[3238]
[3239]
[3240]
[3241]
[3242]
[3243]
[3244]
[3245]
[3246]
[3247]
[3248]
[3249]
[3250]
[3251]
[3252]
[3253]
[3254]
[3255]
[3256]
[3257]
[3258]
[3259]
[3260]
[3261]
[3262]
[3263]
[3264]
[3265]
[3266]
[3267]
[3268]
[3269]
[3270]
[3271]
[3272]
[3273]
[3274]
[3275]
[3276]
[3277]
[3278]
[3279]
[3280]
[3281]
[3282]
[3283]
[3284]
[3285]
[3286]
[3287]
[3288]
[3289]
[3290]
[3291]
[3292]
[3293]
[3294]
[3295]
[3296]
[3297]
[3298]
[3299]
[3300]
[3301]
[3302]
[3303]
[3304]
[3305]
[3306]
[3307]
[3308]
[3309]
[3310]
[3311]
[3312]
[3313]
[3314]
[3315]
[3316]
[3317]
[3318]
[3319]
[3320]
[3321]
[3322]
[3323]
[3324]
[3325]
[3326]
[3327]
[3328]
[3329]
[3330]
[3331]
[3332]
[3333]
[3334]
[3335]
[3336]
[3337]
[3338]
[3339]
[3340]
[3341]
[3342]
[3343]
[3344]
[3345]
[3346]
[3347]
[3348]
[3349]
[3350]
[3351]
[3352]
[3353]
[3354]
[3355]
[3356]
[3357]
[3358]
[3359]
[3360]
[3361]
[3362]
[3363]
[3364]
[3365]
[3366]
[3367]
[3368]
[3369]
[3370]
[3371]
[3372]
[3373]
[3374]
[3375]
[3376]
[3377]
[3378]
[3379]
[3380]
[3381]
[3382]
[3383]
[3384]
[3385]
[3386]
[3387]
[3388]
[3389]
[3390]
[3391]
[3392]
[3393]
[3394]
[3395]
[3396]
[3397]
[3398]
[3399]
[3400]
[3401]
[3402]
[3403]
[3404]
[3405]
[3406]
[3407]
[3408]
[3409]
[3410]
[3411]
[3412]
[3413]
[3414]
[3415]
[3416]
[3417]
[3418]
[3419]
[3420]
[3421]
[3422]
[3423]
[3424]
[3425]
[3426]
[3427]
[3428]
[3429]
[3430]
[3431]
[3432]
[3433]
[3434]
[3435]
[3436]
[3437]
[3438]
[3439]
[3440]
[3441]
[3442]
[3443]
[3444]
[3445]
[3446]
[3447]
[3448]
[3449]
[3450]
[3451]
[3452]
[3453]
[3454]
[3455]
[3456]
[3457]
[3458]
[3459]
[3460]
[3461]
[3462]
[3463]
[3464]
[3465]
[3466]
[3467]
[3468]
[3469]
[3470]
[3471]
[3472]
[3473]
[3474]
[3475]
[3476]
[3477]
[3478]
[3479]
[3480]
[3481]
[3482]
[3483]
[3484]
[3485]
[3486]
[3487]
[3488]
[3489]
[3490]
[3491]
[3492]
[3493]
[3494]
[3495]
[3496]
[3497]
[3498]
[3499]
[3500]
[3501]
[3502]
[3503]
[3504]
[3505]
[3506]
[3507]
[3508]
[3509]
[3510]
[3511]
[3512]
[3513]
[3514]
[3515]
[3516]
[3517]
[3518]
[3519]
[3520]
[3521]
[3522]
[3523]
[3524]
[3525]
[3526]
[3527]
[3528]
[3529]
[3530]
[3531]
[3532]
[3533]
[3534]
[3535]
[3536]
[3537]
[3538]
[3539]
[3540]
[3541]
[3542]
[3543]
[3544]
[3545]
[3546]
[3547]
[3548]
[3549]
[3550]
[3551]
[3552]
[3553]
[3554]
[3555]
[3556]
[3557]
[3558]
[3559]
[3560]
[3561]
[3562]
[3563]
[3564]
[3565]
[3566]
[3567]
[3568]
[3569]
[3570]
[3571]
[3572]
[3573]
[3574]
[3575]
[3576]
[3577]
[3578]
[3579]
[3580]
[3581]
[3582]
[3583]
[3584]
[3585]
[3586]
[3587]
[3588]
[3589]
[3590]
[3591]
[3592]
[3593]
[3594]
[3595]
[3596]
[3597]
[3598]
[3599]
[3600]
[3601]
[3602]
[3603]
[3604]
[3605]
[3606]
[3607]
[3608]
[3609]
[3610]
[3611]
[3612]
[3613]
[3614]
[3615]
[3616]
[3617]
[3618]
[3619]
[3620]
[3621]
[3622]
[3623]
[3624]
[3625]
[3626]
[3627]
[3628]
[3629]
[3630]
[3631]
[3632]
[3633]
[3634]
[3635]
[3636]
[3637]
[3638]
[3639]
[3640]
[3641]
[3642]
[3643]
[3644]
[3645]
[3646]
[3647]
[3648]
[3649]
[3650]
[3651]
[3652]
[3653]
[3654]
[3655]
[3656]
[3657]
[3658]
[3659]
[3660]
[3661]
[3662]
[3663]
[3664]
[3665]
[3666]
[3667]
[3668]
[3669]
[3670]
[3671]
[3672]
[3673]
[3674]
[3675]
[3676]
[3677]
[3678]
[3679]
[3680]
[3681]
[3682]
[3683]
[3684]
[3685]
[3686]
[3687]
[3688]
[3689]
[3690]
[3691]
[3692]
[3693]
[3694]
[3695]
[3696]
[3697]
[3698]
[3699]
[3700]
[3701]
[3702]
[3703]
[3704]
[3705]
[3706]
[3707]
[3708]
[3709]
[3710]
[3711]
[3712]
[3713]
[3714]
[3715]
[3716]
[3717]
[3718]
[3719]
[3720]
[3721]
[3722]
[3723]
[3724]
[3725]
[3726]
[3727]
[3728]
[3729]
[3730]
[3731]
[3732]
[3733]
[3734]
[3735]
[3736]
[3737]
[3738]
[3739]
[3740]
[3741]
[3742]
[3743]
[3744]
[3745]
[3746]
[3747]
[3748]
[3749]
[3750]
[3751]
[3752]
[3753]
[3754]
[3755]
[3756]
[3757]
[3758]
[3759]
[3760]
[3761]
[3762]
[3763]
[3764]
[3765]
[3766]
[3767]
[3768]
[3769]
[3770]
[3771]
[3772]
[3773]
[3774]
[3775]
[3776]
[3777]
[3778]
[3779]
[3780]
[3781]
[3782]
[3783]
[3784]
[3785]
[3786]
[3787]
[3788]
[3789]
[3790]
[3791]
[3792]
[3793]
[3794]
[3795]
[3796]
[3797]
[3798]
[3799]
[3800]
[3801]
[3802]
[3803]
[3804]
[3805]
[3806]
[3807]
[3808]
[3809]
[3810]
[3811]
[3812]
[3813]
[3814]
[3815]
[3816]
[3817]
[3818]
[3819]
[3820]
[3821]
[3822]
[3823]
[3824]
[3825]
[3826]
[3827]
[3828]
[3829]
[3830]
[3831]
[3832]
[3833]
[3834]
[3835]
[3836]
[3837]
[3838]
[3839]
[3840]
[3841]
[3842]
[3843]
[3844]
[3845]
[3846]
[3847]
[3848]
[3849]
[3850]
[3851]
[3852]
[3853]
[3854]
[3855]
[3856]
[3857]
[3858]
[3859]
[3860]
[3861]
[3862]
[3863]
[3864]
[3865]
[3866]
[3867]
[3868]
[3869]
[3870]
[3871]
[3872]
[3873]
[3874]
[3875]
[3876]
[3877]
[3878]
[3879]
[3880]
[3881]
[3882]
[3883]
[3884]
[3885]
[3886]
[3887]
[3888]
[3889]
[3890]
[3891]
[3892]
[3893]
[3894]
[3895]
[3896]
[3897]
[3898]
[3899]
[3900]
[3901]
[3902]
[3903]
[3904]
[3905]
[3906]
[3907]
[3908]
[3909]
[3910]
[3911]
[3912]
[3913]
[3914]
[3915]
[3916]
[3917]
[3918]
[3919]
[3920]
[3921]
[3922]
[3923]
[3924]
[3925]
[3926]
[3927]
[3928]
[3929]
[3930]
[3931]
[3932]
[3933]
[3934]
[3935]
[3936]
[3937]
[3938]
[3939]
[3940]
[3941]
[3942]
[3943]
[3944]
[3945]
[3946]
[3947]
[3948]
[3949]
[3950]
[3951]
[3952]
[3953]
[3954]
[3955]
[3956]
[3957]
[3958]
[3959]
[3960]
[3961]
[3962]
[3963]
[3964]
[3965]
[3966]
[3967]
[3968]
[3969]
[3970]
[3971]
[3972]
[3973]
[3974]
[3975]
[3976]
[3977]
[3978]
[3979]
[3980]
[3981]
[3982]
[3983]
[3984]
[3985]
[3986]
[3987]
[3988]
[3989]
[3990]
[3991]
[3992]
[3993]
[3994]
[3995]
[3996]
[3997]
[3998]
[3999]
[4000]
[4001]
[4002]
[4003]
[4004]
[4005]
[4006]
[4007]
[4008]
[4009]
[4010]
[4011]
[4012]
[4013]
[4014]
[4015]
[4016]
[4017]
[4018]
[4019]
[4020]
[4021]
[4022]
[4023]
[4024]
[4025]
[4026]
[4027]
[4028]
[4029]
[4030]
[4031]
[4032]
[4033]
[4034]
[4035]
[4036]
[4037]
[4038]
[4039]
[4040]
[4041]
[4042]
[4043]
[4044]
[4045]
[4046]
[4047]
[4048]
[4049]
[4050]
[4051]
[4052]
[4053]
[4054]
[4055]
[4056]
[4057]
[4058]
[4059]
[4060]
[4061]
[4062]
[4063]
[4064]
[4065]
[4066]
[4067]
[4068]
[4069]
[4070]
[4071]
[4072]
[4073]
[4074]
[4075]
[4076]
[4077]
[4078]
[4079]
[4080]
[4081]
[4082]
[4083]
[4084]
[4085]
[4086]
[4087]
[4088]
[4089]
[4090]
[4091]
[4092]
[4093]
[4094]
[4095]
[4096]
[4097]
[4098]
[4099]
[4100]
[4101]
[4102]
[4103]
[4104]
[4105]
[4106]
[4107]
[4108]
[4109]
[4110]
[4111]
[4112]
[4113]
[4114]
[4115]
[4116]
[4117]
[4118]
[4119]
[4120]
[4121]
[4122]
[4123]
[4124]
[4125]
[4126]
[4127]
[4128]
[4129]
[4130]
[4131]
[4132]
[4133]
[4134]
[4135]
[4136]
[4137]
[4138]
[4139]
[4140]
[4141]
[4142]
[4143]
[4144]
[4145]
[4146]
[4147]
[4148]
[4149]
[4150]
[4151]
[4152]
[4153]
[4154]
[4155]
[4156]
[4157]
[4158]
[4159]
[4160]
[4161]
[4162]
[4163]
[4164]
[4165]
[4166]
[4167]
[4168]
[4169]
[4170]
[4171]
[4172]
[4173]
[4174]
[4175]
[4176]
[4177]
[4178]
[4179]
[4180]
[4181]
[4182]
[4183]
[4184]
[4185]
[4186]
[4187]
[4188]
[4189]
[4190]
[4191]
[4192]
[4193]
[4194]
[4195]
[4196]
[4197]
[4198]
[4199]
[4200]
[4201]
[4202]
[4203]
[4204]
[4205]
[4206]
[4207]
[4208]
[4209]
[4210]
[4211]
[4212]
[4213]
[4214]
[4215]
[4216]
[4217]
[4218]
[4219]
[4220]
[4221]
[4222]
[4223]
[4224]
[4225]
[4226]
[4227]
[4228]
[4229]
[4230]
[4231]
[4232]
[4233]
[4234]
[4235]
[4236]
[4237]
[4238]
[4239]
[4240]
[4241]
[4242]
[4243]
[4244]
[4245]
[4246]
[4247]
[4248]
[4249]
[4250]
[4251]
[4252]
[4253]
[4254]
[4255]
[4256]
[4257]
[4258]
[4259]
[4260]
[4261]
[4262]
[4263]
[4264]
[4265]
[4266]
[4267]
[4268]
[4269]
[4270]
[4271]
[4272]
[4273]
[4274]
[4275]
[4276]
[4277]
[4278]
[4279]
[4280]
[4281]
[4282]
[4283]
[4284]
[4285]
[4286]
[4287]
[4288]
[4289]
[4290]
[4291]
[4292]
[4293]
[4294]
[4295]
[4296]
[4297]
[4298]
[4299]
[4300]
[4301]
[4302]
[4303]
[4304]
[4305]
[4306]
[4307]
[4308]
[4309]
[4310]
[4311]
[4312]
[4313]
[4314]
[4315]
[4316]
[4317]
[4318]
[4319]
[4320]
[4321]
[4322]
[4323]
[4324]
[4325]
[4326]
[4327]
[4328]
[4329]
[4330]
[4331]
[4332]
[4333]
[4334]
[4335]
[4336]
[4337]
[4338]
[4339]
[4340]
[4341]
[4342]
[4343]
[4344]
[4345]
[4346]
[4347]
[4348]
[4349]
[4350]
[4351]
[4352]
[4353]
[4354]
[4355]
[4356]
[4357]
[4358]
[4359]
[4360]
[4361]
[4362]
[4363]
[4364]
[4365]
[4366]
[4367]
[4368]
[4369]
[4370]
[4371]
[4372]
[4373]
[4374]
[4375]
[4376]
[4377]
[4378]
[4379]
[4380]
[4381]
[4382]
[4383]
[4384]
[4385]
[4386]
[4387]
[4388]
[4389]
[4390]
[4391]
[4392]
[4393]
[4394]
[4395]
[4396]
[4397]
[4398]
[4399]
[4400]
[4401]
[4402]
[4403]
[4404]
[4405]
[4406]
[4407]
[4408]
[4409]
[4410]
[4411]
[4412]
[4413]
[4414]
[4415]
[4416]
[4417]
[4418]
[4419]
[4420]
[4421]
[4422]
[4423]
[4424]
[4425]
[4426]
[4427]
[4428]
[4429]
[4430]
[4431]
[4432]
[4433]
[4434]
[4435]
[4436]
[4437]
[4438]
[4439]
[4440]
[4441]
[4442]
[4443]
[4444]
[4445]
[4446]
[4447]
[4448]
[4449]
[4450]
[4451]
[4452]
[4453]
[4454]
[4455]
[4456]
[4457]
[4458]
[4459]
[4460]
[4461]
[4462]
[4463]
[4464]
[4465]
[4466]
[4467]
[4468]
[4469]
[4470]
[4471]
[4472]
[4473]
[4474]
[4475]
[4476]
[4477]
[4478]
[4479]
[4480]
[4481]
[4482]
[4483]
[4484]
[4485]
[4486]
[4487]
[4488]
[4489]
[4490]
[4491]
[4492]
[4493]
[4494]
[4495]
[4496]
[4497]
[4498]
[4499]
[4500]
[4501]
[4502]
[4503]
[4504]
[4505]
[4506]
[4507]
[4508]
[4509]
[4510]
[4511]
[4512]
[4513]
[4514]
[4515]
[4516]
[4517]
[4518]
[4519]
[4520]
[4521]
[4522]
[4523]
[4524]
[4525]
[4526]
[4527]
[4528]
[4529]
[4530]
[4531]
[4532]
[4533]
[4534]
[4535]
[4536]
[4537]
[4538]
[4539]
[4540]
[4541]
[4542]
[4543]
[4544]
[4545]
[4546]
[4547]
[4548]
[4549]
[4550]
[4551]
[4552]
[4553]
[4554]
[4555]
[4556]
[4557]
[4558]
[4559]
[4560]
[4561]
[4562]
[4563]
[4564]
[4565]
[4566]
[4567]
[4568]
[4569]
[4570]
[4571]
[4572]
[4573]
[4574]
[4575]
[4576]
[4577]
[4578]
[4579]
[4580]
[4581]
[4582]
[4583]
[4584]
[4585]
[4586]
[4587]
[4588]
[4589]
[4590]
[4591]
[4592]
[4593]
[4594]
[4595]
[4596]
[4597]
[4598]
[4599]
[4600]
[4601]
[4602]
[4603]
[4604]
[4605]
[4606]
[4607]
[4608]
[4609]
[4610]
[4611]
[4612]
[4613]
[4614]
[4615]
[4616]
[4617]
[4618]
[4619]
[4620]
[4621]
[4622]
[4623]
[4624]
[4625]
[4626]
[4627]
[4628]
[4629]
[4630]
[4631]
[4632]
[4633]
[4634]
[4635]
[4636]
[4637]
[4638]
[4639]
[4640]
[4641]
[4642]
[4643]
[4644]
[4645]
[4646]
[4647]
[4648]
[4649]
[4650]
[4651]
[4652]
[4653]
[4654]
[4655]
[4656]
[4657]
[4658]
[4659]
[4660]
[4661]
[4662]
[4663]
[4664]
[4665]
[4666]
[4667]
[4668]
[4669]
[4670]
[4671]
[4672]
[4673]
[4674]
[4675]
[4676]
[4677]
[4678]
[4679]
[4680]
[4681]
[4682]
[4683]
[4684]
[4685]
[4686]
[4687]
[4688]
[4689]
[4690]
[4691]
[4692]
[4693]
[4694]
[4695]
[4696]
[4697]
[4698]
[4699]
[4700]
[4701]
[4702]
[4703]
[4704]
[4705]
[4706]
[4707]
[4708]
[4709]
[4710]
[4711]
[4712]
[4713]
[4714]
[4715]
[4716]
[4717]
[4718]
[4719]
[4720]
[4721]
[4722]
[4723]
[4724]
[4725]
[4726]
[4727]
[4728]
[4729]
[4730]
[4731]
[4732]
[4733]
[4734]
[4735]
[4736]
[4737]
[4738]
[4739]
[4740]
[4741]
[4742]
[4743]
[4744]
[4745]
[4746]
[4747]
[4748]
[4749]
[4750]
[4751]
[4752]
[4753]
[4754]
[4755]
[4756]
[4757]
[4758]
[4759]
[4760]
[4761]
[4762]
[4763]
[4764]
[4765]
[4766]
[4767]
[4768]
[4769]
[4770]
[4771]
[4772]
[4773]
[4774]
[4775]
[4776]
[4777]
[4778]
[4779]
[4780]
[4781]
[4782]
[4783]
[4784]
[4785]
[4786]
[4787]
[4788]
[4789]
[4790]
[4791]
[4792]
[4793]
[4794]
[4795]
[4796]
[4797]
[4798]
[4799]
[4800]
[4801]
[4802]
[4803]
[4804]
[4805]
[4806]
[4807]
[4808]
[4809]
[4810]
[4811]
[4812]
[4813]
[4814]
[4815]
[4816]
[4817]
[4818]
[4819]
[4820]
[4821]
[4822]
[4823]
[4824]
[4825]
[4826]
[4827]
[4828]
[4829]
[4830]
[4831]
[4832]
[4833]
[4834]
[4835]
[4836]
[4837]
[4838]
[4839]
[4840]
[4841]
[4842]
[4843]
[4844]
[4845]
[4846]
[4847]
[4848]
[4849]
[4850]
[4851]
[4852]
[4853]
[4854]
[4855]
[4856]
[4857]
[4858]
[4859]
[4860]
[4861]
[4862]
[4863]
[4864]
[4865]
[4866]
[4867]
[4868]
[4869]
[4870]
[4871]
[4872]
[4873]
[4874]
[4875]
[4876]
[4877]
[4878]
[4879]
[4880]
[4881]
[4882]
[4883]
[4884]
[4885]
[4886]
[4887]
[4888]
[4889]
[4890]
[4891]
[4892]
[4893]
[4894]
[4895]
[4896]
[4897]
[4898]
[4899]
[4900]
[4901]
[4902]
[4903]
[4904]
[4905]
[4906]
[4907]
[4908]
[4909]
[4910]
[4911]
[4912]
[4913]
[4914]
[4915]
[4916]
[4917]
[4918]
[4919]
[4920]
[4921]
[4922]
[4923]
[4924]
[4925]
[4926]
[4927]
[4928]
[4929]
[4930]
[4931]
[4932]
[4933]
[4934]
[4935]
[4936]
[4937]
[4938]
[4939]
[4940]
[4941]
[4942]
[4943]
[4944]
[4945]
[4946]
[4947]
[4948]
[4949]
[4950]
[4951]
[4952]
[4953]
[4954]
[4955]
[4956]
[4957]
[4958]
[4959]
[4960]
[4961]
[4962]
[4963]
[4964]
[4965]
[4966]
[4967]
[4968]
[4969]
[4970]
[4971]
[4972]
[4973]
[4974]
[4975]
[4976]
[4977]
[4978]
[4979]
[4980]
[4981]
[4982]
[4983]
[4984]
[4985]
[4986]
[4987]
[4988]
[4989]
[4990]
[4991]
[4992]
[4993]
[4994]
[4995]
[4996]
[4997]
[4998]
[4999]
[5000]
[5001]
[5002]
[5003]
[5004]
[5005]
[5006]
[5007]
[5008]
[5009]
[5010]
[5011]
[5012]
[5013]
[5014]
[5015]
[5016]
[5017]
[5018]
[5019]
[5020]
[5021]
[5022]
[5023]
[5024]
[5025]
[5026]
[5027]
[5028]
[5029]
[5030]
[5031]
[5032]
[5033]
[5034]
[5035]
[5036]
[5037]
[5038]
[5039]
[5040]
[5041]
[5042]
[5043]
[5044]
[5045]
[5046]
[5047]
[5048]
[5049]
[5050]
[5051]
[5052]
[5053]
[5054]
[5055]
[5056]
[5057]
[5058]
[5059]
[5060]
[5061]
[5062]
[5063]
[5064]
[5065]
[5066]
[5067]
[5068]
[5069]
[5070]
[5071]
[5072]
[5073]
[5074]
[5075]
[5076]
[5077]
[5078]
[5079]
[5080]
[5081]
[5082]
[5083]
[5084]
[5085]
[5086]
[5087]
[5088]
[5089]
[5090]
[5091]
[5092]
[5093]
[5094]
[5095]
[5096]
[5097]
[5098]
[5099]
[5100]
[5101]
[5102]
[5103]
[5104]
[5105]
[5106]
[5107]
[5108]
[5109]
[5110]
[5111]
[5112]
[5113]
[5114]
[5115]
[5116]
[5117]
[5118]
[5119]
[5120]
[5121]
[5122]
[5123]
[5124]
[5125]
[5126]
[5127]
[5128]
[5129]
[5130]
[5131]
[5132]
[5133]
[5134]
[5135]
[5136]
[5137]
[5138]
[5139]
[5140]
[5141]
[5142]
[5143]
[5144]
[5145]
[5146]
[5147]
[5148]
[5149]
[5150]
[5151]
[5152]
[5153]
[5154]
[5155]
[5156]
[5157]
[5158]
[5159]
[5160]
[5161]
[5162]
[5163]
[5164]
[5165]
[5166]
[5167]
[5168]
[5169]
[5170]
[5171]
[5172]
[5173]
[5174]
[5175]
[5176]
[5177]
[5178]
[5179]
[5180]
[5181]
[5182]
[5183]
[5184]
[5185]
[5186]
[5187]
[5188]
[5189]
[5190]
[5191]
[5192]
[5193]
[5194]
[5195]
[5196]
[5197]
[5198]
[5199]
[5200]
[5201]
[5202]
[5203]
[5204]
[5205]
[5206]
[5207]
[5208]
[5209]
[5210]
[5211]
[5212]
[5213]
[5214]
[5215]
[5216]
[5217]
[5218]
[5219]
[5220]
[5221]
[5222]
[5223]
[5224]
[5225]
[5226]
[5227]
[5228]
[5229]
[5230]
[5231]
[5232]
[5233]
[5234]
[5235]
[5236]
[5237]
[5238]
[5239]
[5240]
[5241]
[5242]
[5243]
[5244]
[5245]
[5246]
[5247]
[5248]
[5249]
[5250]
[5251]
[5252]
[5253]
[5254]
[5255]
[5256]
[5257]
[5258]
[5259]
[5260]
[5261]
[5262]
[5263]
[5264]
[5265]
[5266]
[5267]
[5268]
[5269]
[5270]
[5271]
[5272]
[5273]
[5274]
[5275]
[5276]
[5277]
[5278]
[5279]
[5280]
[5281]
[5282]
[5283]
[5284]
[5285]
[5286]
[5287]
[5288]
[5289]
[5290]
[5291]
[5292]
[5293]
[5294]
[5295]
[5296]
[5297]
[5298]
[5299]
[5300]
[5301]
[5302]
[5303]
[5304]
[5305]
[5306]
[5307]
[5308]
[5309]
[5310]
[5311]
[5312]
[5313]
[5314]
[5315]
[5316]
[5317]
[5318]
[5319]
[5320]
[5321]
[5322]
[5323]
[5324]
[5325]
[5326]
[5327]
[5328]
[5329]
[5330]
[5331]
[5332]
[5333]
[5334]
[5335]
[5336]
[5337]
[5338]
[5339]
[5340]
[5341]
[5342]
[5343]
[5344]
[5345]
[5346]
[5347]
[5348]
[5349]
[5350]
[5351]
[5352]
[5353]
[5354]
[5355]
[5356]
[5357]
[5358]
[5359]
[5360]
[5361]
[5362]
[5363]
[5364]
[5365]
[5366]
[5367]
[5368]
[5369]
[5370]
[5371]
[5372]
[5373]
[5374]
[5375]
[5376]
[5377]
[5378]
[5379]
[5380]
[5381]
[5382]
[5383]
[5384]
[5385]
[5386]
[5387]
[5388]
[5389]
[5390]
[5391]
[5392]
[5393]
[5394]
[5395]
[5396]
[5397]
[5398]
[5399]
[5400]
[5401]
[5402]
[5403]
[5404]
[5405]
[5406]
[5407]
[5408]
[5409]
[5410]
[5411]
[5412]
[5413]
[5414]
[5415]
[5416]
[5417]
[5418]
[5419]
[5420]
[5421]
[5422]
[5423]
[5424]
[5425]
[5426]
[5427]
[5428]
[5429]
[5430]
[5431]
[5432]
[5433]
[5434]
[5435]
[5436]
[5437]
[5438]
[5439]
[5440]
[5441]
[5442]
[5443]
[5444]
[5445]
[5446]
[5447]
[5448]
[5449]
[5450]
[5451]
[5452]
[5453]
[5454]
[5455]
[5456]
[5457]
[5458]
[5459]
[5460]
[5461]
[5462]
[5463]
[5464]
[5465]
[5466]
[5467]
[5468]
[5469]
[5470]
[5471]
[5472]
[5473]
[5474]
[5475]
[5476]
[5477]
[5478]
[5479]
[5480]
[5481]
[5482]
[5483]
[5484]
[5485]
[5486]
[5487]
[5488]
[5489]
[5490]
[5491]
[5492]
[5493]
[5494]
[5495]
[5496]
[5497]
[5498]
[5499]
[5500]
[5501]
[5502]
[5503]
[5504]
[5505]
[5506]
[5507]
[5508]
[5509]
[5510]
[5511]
[5512]
[5513]
[5514]
[5515]
[5516]
[5517]
[5518]
[5519]
[5520]
[5521]
[5522]
[5523]
[5524]
[5525]
[5526]
[5527]
[5528]
[5529]
[5530]
[5531]
[5532]
[5533]
[5534]
[5535]
[5536]
[5537]
[5538]
[5539]
[5540]
[5541]
[5542]
[5543]
[5544]
[5545]
[5546]
[5547]
[5548]
[5549]
[5550]
[5551]
[5552]
[5553]
[5554]
[5555]
[5556]
[5557]
[5558]
[5559]
[5560]
[5561]
[5562]
[5563]
[5564]
[5565]
[5566]
[5567]
[5568]
[5569]
[5570]
[5571]
[5572]
[5573]
[5574]
[5575]
[5576]
[5577]
[5578]
[5579]
[5580]
[5581]
[5582]
[5583]
[5584]
[5585]
[5586]
[5587]
[5588]
[5589]
[5590]
[5591]
[5592]
[5593]
[5594]
[5595]
[5596]
[5597]
[5598]
[5599]
[5600]
[5601]
[5602]
[5603]
[5604]
[5605]
[5606]
[5607]
[5608]
[5609]
[5610]
[5611]
[5612]
[5613]
[5614]
[5615]
[5616]
[5617]
[5618]
[5619]
[5620]
[5621]
[5622]
[5623]
[5624]
[5625]
[5626]
[5627]
[5628]
[5629]
[5630]
[5631]
[5632]
[5633]
[5634]
[5635]
[5636]
[5637]
[5638]
[5639]
[5640]
[5641]
[5642]
[5643]
[5644]
[5645]
[5646]
[5647]
[5648]
[5649]
[5650]
[5651]
[5652]
[5653]
[5654]
[5655]
[5656]
[5657]
[5658]
[5659]
[5660]
[5661]
[5662]
[5663]
[5664]
[5665]
[5666]
[5667]
[5668]
[5669]
[5670]
[5671]
[5672]
[5673]
[5674]
[5675]
[5676]
[5677]
[5678]
[5679]
[5680]
[5681]
[5682]
[5683]
[5684]
[5685]
[5686]
[5687]
[5688]
[5689]
[5690]
[5691]
[5692]
[5693]
[5694]
[5695]
[5696]
[5697]
[5698]
[5699]
[5700]
[5701]
[5702]
[5703]
[5704]
[5705]
[5706]
[5707]
[5708]
[5709]
[5710]
[5711]
[5712]
[5713]
[5714]
[5715]
[5716]
[5717]
[5718]
[5719]
[5720]
[5721]
[5722]
[5723]
[5724]
[5725]
[5726]
[5727]
[5728]
[5729]
[5730]
[5731]
[5732]
[5733]
[5734]
[5735]
[5736]
[5737]
[5738]
[5739]
[5740]
[5741]
[5742]
[5743]
[5744]
[5745]
[5746]
[5747]
[5748]
[5749]
[5750]
[5751]
[5752]
[5753]
[5754]
[5755]
[5756]
[5757]
[5758]
[5759]
[5760]
[5761]
[5762]
[5763]
[5764]
[5765]
[5766]
[5767]
[5768]
[5769]
[5770]
[5771]
[5772]
[5773]
[5774]
[5775]
[5776]
[5777]
[5778]
[5779]
[5780]
[5781]
[5782]
[5783]
[5784]
[5785]
[5786]
[5787]
[5788]
[5789]
[5790]
[5791]
[5792]
[5793]
[5794]
[5795]
[5796]
[5797]
[5798]
[5799]
[5800]
[5801]
[5802]
[5803]
[5804]
[5805]
[5806]
[5807]
[5808]
[5809]
[5810]
[5811]
[5812]
[5813]
[5814]
[5815]
[5816]
[5817]
[5818]
[5819]
[5820]
[5821]
[5822]
[5823]
[5824]
[5825]
[5826]
[5827]
[5828]
[5829]
[5830]
[5831]
[5832]
[5833]
[5834]
[5835]
[5836]
[5837]
[5838]
[5839]
[5840]
[5841]
[5842]
[5843]
[5844]
[5845]
[5846]
[5847]
[5848]
[5849]
[5850]
[5851]
[5852]
[5853]
[5854]
[5855]
[5856]
[5857]
[5858]
[5859]
[5860]
[5861]
[5862]
[5863]
[5864]
[5865]
[5866]
[5867]
[5868]
[5869]
[5870]
[5871]
[5872]
[5873]
[5874]
[5875]
[5876]
[5877]
[5878]
[5879]
[5880]
[5881]
[5882]
[5883]
[5884]
[5885]
[5886]
[5887]
[5888]
[5889]
[5890]
[5891]
[5892]
[5893]
[5894]
[5895]
[5896]
[5897]
[5898]
[5899]
[5900]
[5901]
[5902]
[5903]
[5904]
[5905]
[5906]
[5907]
[5908]
[5909]
[5910]
[5911]
[5912]
[5913]
[5914]
[5915]
[5916]
[5917]
[5918]
[5919]
[5920]
[5921]
[5922]
[5923]
[5924]
[5925]
[5926]
[5927]
[5928]
[5929]
[5930]
[5931]
[5932]
[5933]
[5934]
[5935]
[5936]
[5937]
[5938]
[5939]
[5940]
[5941]
[5942]
[5943]
[5944]
[5945]
[5946]
[5947]
[5948]
[5949]
[5950]
[5951]
[5952]
[5953]
[5954]
[5955]
[5956]
[5957]
[5958]
[5959]
[5960]
[5961]
[5962]
[5963]
[5964]
[5965]
[5966]
[5967]
[5968]
[5969]
[5970]
[5971]
[5972]
[5973]
[5974]
[5975]
[5976]
[5977]
[5978]
[5979]
[5980]
[5981]
[5982]
[5983]
[5984]
[5985]
[5986]
[5987]
[5988]
[5989]
[5990]
[5991]
[5992]
[5993]
[5994]
[5995]
[5996]
[5997]
[5998]
[5999]
[6000]
[6001]
[6002]
[6003]
[6004]
[6005]
[6006]
[6007]
[6008]
[6009]
[6010]
[6011]
[6012]
[6013]
[6014]
[6015]
[6016]
[6017]
[6018]
[6019]
[6020]
[6021]
[6022]
[6023]
[6024]
[6025]
[6026]
[6027]
[6028]
[6029]
[6030]
[6031]
[6032]
[6033]
[6034]
[6035]
[6036]
[6037]
[6038]
[6039]
[6040]
[6041]
[6042]
[6043]
[6044]
[6045]
[6046]
[6047]
[6048]
[6049]
[6050]
[6051]
[6052]
[6053]
[6054]
[6055]
[6056]
[6057]
[6058]
[6059]
[6060]
[6061]
[6062]
[6063]
[6064]
[6065]
[6066]
[6067]
[6068]
[6069]
[6070]
[6071]
[6072]
[6073]
[6074]
[6075]
[6076]
[6077]
[6078]
[6079]
[6080]
[6081]
[6082]
[6083]
[6084]
[6085]
[6086]
[6087]
[6088]
[6089]
[6090]
[6091]
[6092]
[6093]
[6094]
[6095]
[6096]
[6097]
[6098]
[6099]
[6100]
[6101]
[6102]
[6103]
[6104]
[6105]
[6106]
[6107]
[6108]
[6109]
[6110]
[6111]
[6112]
[6113]
[6114]
[6115]
[6116]
[6117]
[6118]
[6119]
[6120]
[6121]
[6122]
[6123]
[6124]
[6125]
[6126]
[6127]
[6128]
[6129]
[6130]
[6131]
[6132]
[6133]
[6134]
[6135]
[6136]
[6137]
[6138]
[6139]
[6140]
[6141]
[6142]
[6143]
[6144]
[6145]
[6146]
[6147]
[6148]
[6149]
[6150]
[6151]
[6152]
[6153]
[6154]
[6155]
[6156]
[6157]
[6158]
[6159]
[6160]
[6161]
[6162]
[6163]
[6164]
[6165]
[6166]
[6167]
[6168]
[6169]
[6170]
[6171]
[6172]
[6173]
[6174]
[6175]
[6176]
[6177]
[6178]
[6179]
[6180]
[6181]
[6182]
[6183]
[6184]
[6185]
[6186]
[6187]
[6188]
[6189]
[6190]
[6191]
[6192]
[6193]
[6194]
[6195]
[6196]
[6197]
[6198]
[6199]
[6200]
[6201]
[6202]
[6203]
[6204]
[6205]
[6206]
[6207]
[6208]
[6209]
[6210]
[6211]
[6212]
[6213]
[6214]
[6215]
[6216]
[6217]
[6218]
[6219]
[6220]
[6221]
[6222]
[6223]
[6224]
[6225]
[6226]
[6227]
[6228]
[6229]
[6230]
[6231]
[6232]
[6233]
[6234]
[6235]
[6236]
[6237]
[6238]
[6239]
[6240]
[6241]
[6242]
[6243]
[6244]
[6245]
[6246]
[6247]
[6248]
[6249]
[6250]
[6251]
[6252]
[6253]
[6254]
[6255]
[6256]
[6257]
[6258]
[6259]
[6260]
[6261]
[6262]
[6263]
[6264]
[6265]
[6266]
[6267]
[6268]
[6269]
[6270]
[6271]
[6272]
[6273]
[6274]
[6275]
[6276]
[6277]
[6278]
[6279]
[6280]
[6281]
[6282]
[6283]
[6284]
[6285]
[6286]
[6287]
[6288]
[6289]
[6290]
[6291]
[6292]
[6293]
[6294]
[6295]
[6296]
[6297]
[6298]
[6299]
[6300]
[6301]
[6302]
[6303]
[6304]
[6305]
[6306]
[6307]
[6308]
[6309]
[6310]
[6311]
[6312]
[6313]
[6314]
[6315]
[6316]
[6317]
[6318]
[6319]
[6320]
[6321]
[6322]
[6323]
[6324]
[6325]
[6326]
[6327]
[6328]
[6329]
[6330]
[6331]
[6332]
[6333]
[6334]
[6335]
[6336]
[6337]
[6338]
[6339]
[6340]
[6341]
[6342]
[6343]
[6344]
[6345]
[6346]
[6347]
[6348]
[6349]
[6350]
[6351]
[6352]
[6353]
[6354]
[6355]
[6356]
[6357]
[6358]
[6359]
[6360]
[6361]
[6362]
[6363]
[6364]
[6365]
[6366]
[6367]
[6368]
[6369]
[6370]
[6371]
[6372]
[6373]
[6374]
[6375]
[6376]
[6377]
[6378]
[6379]
[6380]
[6381]
[6382]
[6383]
[6384]
[6385]
[6386]
[6387]
[6388]
[6389]
[6390]
[6391]
[6392]
[6393]
[6394]
[6395]
[6396]
[6397]
[6398]
[6399]
[6400]
[6401]
[6402]
[6403]
[6404]
[6405]
[6406]
[6407]
[6408]
[6409]
[6410]
[6411]
[6412]
[6413]
[6414]
[6415]
[6416]
[6417]
[6418]
[6419]
[6420]
[6421]
[6422]
[6423]
[6424]
[6425]
[6426]
[6427]
[6428]
[6429]
[6430]
[6431]
[6432]
[6433]
[6434]
[6435]
[6436]
[6437]
[6438]
[6439]
[6440]
[6441]
[6442]
[6443]
[6444]
[6445]
[6446]
[6447]
[6448]
[6449]
[6450]
[6451]
[6452]
[6453]
[6454]
[6455]
[6456]
[6457]
[6458]
[6459]
[6460]
[6461]
[6462]
[6463]
[6464]
[6465]
[6466]
[6467]
[6468]
[6469]
[6470]
[6471]
[6472]
[6473]
[6474]
[6475]
[6476]
[6477]
[6478]
[6479]
[6480]
[6481]
[6482]
[6483]
[6484]
[6485]
[6486]
[6487]
[6488]
[6489]
[6490]
[6491]
[6492]
[6493]
[6494]
[6495]
[6496]
[6497]
[6498]
[6499]
[6500]
[6501]
[6502]
[6503]
[6504]
[6505]
[6506]
[6507]
[6508]
[6509]
[6510]
[6511]
[6512]
[6513]
[6514]
[6515]
[6516]
[6517]
[6518]
[6519]
[6520]
[6521]
[6522]
[6523]
[6524]
[6525]
[6526]
[6527]
[6528]
[6529]
[6530]
[6531]
[6532]
[6533]
[6534]
[6535]
[6536]
[6537]
[6538]
[6539]
[6540]
[6541]
[6542]
[6543]
[6544]
[6545]
[6546]
[6547]
[6548]
[6549]
[6550]
[6551]
[6552]
[6553]
[6554]
[6555]
[6556]
[6557]
[6558]
[6559]
[6560]
[6561]
[6562]
[6563]
[6564]
[6565]
[6566]
[6567]
[6568]
[6569]
[6570]
[6571]
[6572]
[6573]
[6574]
[6575]
[6576]
[6577]
[6578]
[6579]
[6580]
[6581]
[6582]
[6583]
[6584]
[6585]
[6586]
[6587]
[6588]
[6589]
[6590]
[6591]
[6592]
[6593]
[6594]
[6595]
[6596]
[6597]
[6598]
[6599]
[6600]
[6601]
[6602]
[6603]
[6604]
[6605]
[6606]
[6607]
[6608]
[6609]
[6610]
[6611]
[6612]
[6613]
[6614]
[6615]
[6616]
[6617]
[6618]
[6619]
[6620]
[6621]
[6622]
[6623]
[6624]
[6625]
[6626]
[6627]
[6628]
[6629]
[6630]
[6631]
[6632]
[6633]
[6634]
[6635]
[6636]
[6637]
[6638]
[6639]
[6640]
[6641]
[6642]
[6643]
[6644]
[6645]
[6646]
[6647]
[6648]
[6649]
[6650]
[6651]
[6652]
[6653]
[6654]
[6655]
[6656]
[6657]
[6658]
[6659]
[6660]
[6661]
[6662]
[6663]
[6664]
[6665]
[6666]
[6667]
[6668]
[6669]
[6670]
[6671]
[6672]
[6673]
[6674]
[6675]
[6676]
[6677]
[6678]
[6679]
[6680]
[6681]
[6682]
[6683]
[6684]
[6685]
[6686]
[6687]
[6688]
[6689]
[6690]
[6691]
[6692]
[6693]
[6694]
[6695]
[6696]
[6697]
[6698]
[6699]
[6700]
[6701]
[6702]
[6703]
[6704]
[6705]
[6706]
[6707]
[6708]
[6709]
[6710]
[6711]
[6712]
[6713]
[6714]
[6715]
[6716]
[6717]
[6718]
[6719]
[6720]
[6721]
[6722]
[6723]
[6724]
[6725]
[6726]
[6727]
[6728]
[6729]
[6730]
[6731]
[6732]
[6733]
[6734]
[6735]
[6736]
[6737]
[6738]
[6739]
[6740]
[6741]
[6742]
[6743]
[6744]
[6745]
[6746]
[6747]
[6748]
[6749]
[6750]
[6751]
[6752]
[6753]
[6754]
[6755]
[6756]
[6757]
[6758]
[6759]
[6760]
[6761]
[6762]
[6763]
[6764]
[6765]
[6766]
[6767]
[6768]
[6769]
[6770]
[6771]
[6772]
[6773]
[6774]
[6775]
[6776]
[6777]
[6778]
[6779]
[6780]
[6781]
[6782]
[6783]
[6784]
[6785]
[6786]
[6787]
[6788]
[6789]
[6790]
[6791]
[6792]
[6793]
[6794]
[6795]
[6796]
[6797]
[6798]
[6799]
[6800]
[6801]
[6802]
[6803]
[6804]
[6805]
[6806]
[6807]
[6808]
[6809]
[6810]
[6811]
[6812]
[6813]
[6814]
[6815]
[6816]
[6817]
[6818]
[6819]
[6820]
[6821]
[6822]
[6823]
[6824]
[6825]
[6826]
[6827]
[6828]
[6829]
[6830]
[6831]
[6832]
[6833]
[6834]
[6835]
[6836]
[6837]
[6838]
[6839]
[6840]
[6841]
[6842]
[6843]
[6844]
[6845]
[6846]
[6847]
[6848]
[6849]
[6850]
[6851]
[6852]
[6853]
[6854]
[6855]
[6856]
[6857]
[6858]
[6859]
[6860]
[6861]
[6862]
[6863]
[6864]
[6865]
[6866]
[6867]
[6868]
[6869]
[6870]
[6871]
[6872]
[6873]
[6874]
[6875]
[6876]
[6877]
[6878]
[6879]
[6880]
[6881]
[6882]
[6883]
[6884]
[6885]
[6886]
[6887]
[6888]
[6889]
[6890]
[6891]
[6892]
[6893]
[6894]
[6895]
[6896]
[6897]
[6898]
[6899]
[6900]
[6901]
[6902]
[6903]
[6904]
[6905]
[6906]
[6907]
[6908]
[6909]
[6910]
[6911]
[6912]
[6913]
[6914]
[6915]
[6916]
[6917]
[6918]
[6919]
[6920]
[6921]
[6922]
[6923]
[6924]
[6925]
[6926]
[6927]
[6928]
[6929]
[6930]
[6931]
[6932]
[6933]
[6934]
[6935]
[6936]
[6937]
[6938]
[6939]
[6940]
[6941]
[6942]
[6943]
[6944]
[6945]
[6946]
[6947]
[6948]
[6949]
[6950]
[6951]
[6952]
[6953]
[6954]
[6955]
[6956]
[6957]
[6958]
[6959]
[6960]
[6961]
[6962]
[6963]
[6964]
[6965]
[6966]
[6967]
[6968]
[6969]
[6970]
[6971]
[6972]
[6973]
[6974]
[6975]
[6976]
[6977]
[6978]
[6979]
[6980]
[6981]
[6982]
[6983]
[6984]
[6985]
[6986]
[6987]
[6988]
[6989]
[6990]
[6991]
[6992]
[6993]
[6994]
[6995]
[6996]
[6997]
[6998]
[6999]
[7000]
[7001]
[7002]
[7003]
[7004]
[7005]
[7006]
[7007]
[7008]
[7009]
[7010]
[7011]
[7012]
[7013]
[7014]
[7015]
[7016]
[7017]
[7018]
[7019]
[7020]
[7021]
[7022]
[7023]
[7024]
[7025]
[7026]
[7027]
[7028]
[7029]
[7030]
[7031]
[7032]
[7033]
[7034]
[7035]
[7036]
[7037]
[7038]
[7039]
[7040]
[7041]
[7042]
[7043]
[7044]
[7045]
[7046]
[7047]
[7048]
[7049]
[7050]
[7051]
[7052]
[7053]
[7054]
[7055]
[7056]
[7057]
[7058]
[7059]
[7060]
[7061]
[7062]
[7063]
[7064]
[7065]
[7066]
[7067]
[7068]
[7069]
[7070]
[7071]
[7072]
[7073]
[7074]
[7075]
[7076]
[7077]
[7078]
[7079]
[7080]
[7081]
[7082]
[7083]
[7084]
[7085]
[7086]
[7087]
[7088]
[7089]
[7090]
[7091]
[7092]
[7093]
[7094]
[7095]
[7096]
[7097]
[7098]
[7099]
[7100]
[7101]
[7102]
[7103]
[7104]
[7105]
[7106]
[7107]
[7108]
[7109]
[7110]
[7111]
[7112]
[7113]
[7114]
[7115]
[7116]
[7117]
[7118]
[7119]
[7120]
[7121]
[7122]
[7123]
[7124]
[7125]
[7126]
[7127]
[7128]
[7129]
[7130]
[7131]
[7132]
[7133]
[7134]
[7135]
[7136]
[7137]
[7138]
[7139]
[7140]
[7141]
[7142]
[7143]
[7144]
[7145]
[7146]
[7147]
[7148]
[7149]
[7150]
[7151]
[7152]
[7153]
[7154]
[7155]
[7156]
[7157]
[7158]
[7159]
[7160]
[7161]
[7162]
[7163]
[7164]
[7165]
[7166]
[7167]
[7168]
[7169]
[7170]
[7171]
[7172]
[7173]
[7174]
[7175]
[7176]
[7177]
[7178]
[7179]
[7180]
[7181]
[7182]
[7183]
[7184]
[7185]
[7186]
[7187]
[7188]
[7189]
[7190]
[7191]
[7192]
[7193]
[7194]
[7195]
[7196]
[7197]
[7198]
[7199]
[7200]
[7201]
[7202]
[7203]
[7204]
[7205]
[7206]
[7207]
[7208]
[7209]
[7210]
[7211]
[7212]
[7213]
[7214]
[7215]
[7216]
[7217]
[7218]
[7219]
[7220]
[7221]
[7222]
[7223]
[7224]
[7225]
[7226]
[7227]
[7228]
[7229]
[7230]
[7231]
[7232]
[7233]
[7234]
[7235]
[7236]
[7237]
[7238]
[7239]
[7240]
[7241]
[7242]
[7243]
[7244]
[7245]
[7246]
[7247]
[7248]
[7249]
[7250]
[7251]
[7252]
[7253]
[7254]
[7255]
[7256]
[7257]
[7258]
[7259]
[7260]
[7261]
[7262]
[7263]
[7264]
[7265]
[7266]
[7267]
[7268]
[7269]
[7270]
[7271]
[7272]
[7273]
[7274]
[7275]
[7276]
[7277]
[7278]
[7279]
[7280]
[7281]
[7282]
[7283]
[7284]
[7285]
[7286]
[7287]
[7288]
[7289]
[7290]
[7291]
[7292]
[7293]
[7294]
[7295]
[7296]
[7297]
[7298]
[7299]
[7300]
[7301]
[7302]
[7303]
[7304]
[7305]
[7306]
[7307]
[7308]
[7309]
[7310]
[7311]
[7312]
[7313]
[7314]
[7315]
[7316]
[7317]
[7318]
[7319]
[7320]
[7321]
[7322]
[7323]
[7324]
[7325]
[7326]
[7327]
[7328]
[7329]
[7330]
[7331]
[7332]
[7333]
[7334]
[7335]
[7336]
[7337]
[7338]
[7339]
[7340]
[7341]
[7342]
[7343]
[7344]
[7345]
[7346]
[7347]
[7348]
[7349]
[7350]
[7351]
[7352]
[7353]
[7354]
[7355]
[7356]
[7357]
[7358]
[7359]
[7360]
[7361]
[7362]
[7363]
[7364]
[7365]
[7366]
[7367]
[7368]
[7369]
[7370]
[7371]
[7372]
[7373]
[7374]
[7375]
[7376]
[7377]
[7378]
[7379]
[7380]
[7381]
[7382]
[7383]
[7384]
[7385]
[7386]
[7387]
[7388]
[7389]
[7390]
[7391]
[7392]
[7393]
[7394]
[7395]
[7396]
[7397]
[7398]
[7399]
[7400]
[7401]
[7402]
[7403]
[7404]
[7405]
[7406]
[7407]
[7408]
[7409]
[7410]
[7411]
[7412]
[7413]
[7414]
[7415]
[7416]
[7417]
[7418]
[7419]
[7420]
[7421]
[7422]
[7423]
[7424]
[7425]
[7426]
[7427]
[7428]
[7429]
[7430]
[7431]
[7432]
[7433]
[7434]
[7435]
[7436]
[7437]
[7438]
[7439]
[7440]
[7441]
[7442]
[7443]
[7444]
[7445]
[7446]
[7447]
[7448]
[7449]
[7450]
[7451]
[7452]
[7453]
[7454]
[7455]
[7456]
[7457]
[7458]
[7459]
[7460]
[7461]
[7462]
[7463]
[7464]
[7465]
[7466]
[7467]
[7468]
[7469]
[7470]
[7471]
[7472]
[7473]
[7474]
[7475]
[7476]
[7477]
[7478]
[7479]
[7480]
[7481]
[7482]
[7483]
[7484]
[7485]
[7486]
[7487]
[7488]
[7489]
[7490]
[7491]
[7492]
[7493]
[7494]
[7495]
[7496]
[7497]
[7498]
[7499]
[7500]
[7501]
[7502]
[7503]
[7504]
[7505]
[7506]
[7507]
[7508]
[7509]
[7510]
[7511]
[7512]
[7513]
[7514]
[7515]
[7516]
[7517]
[7518]
[7519]
[7520]
[7521]
[7522]
[7523]
[7524]
[7525]
[7526]
[7527]
[7528]
[7529]
[7530]
[7531]
[7532]
[7533]
[7534]
[7535]
[7536]
[7537]
[7538]
[7539]
[7540]
[7541]
[7542]
[7543]
[7544]
[7545]
[7546]
[7547]
[7548]
[7549]
[7550]
[7551]
[7552]
[7553]
[7554]
[7555]
[7556]
[7557]
[7558]
[7559]
[7560]
[7561]
[7562]
[7563]
[7564]
[7565]
[7566]
[7567]
[7568]
[7569]
[7570]
[7571]
[7572]
[7573]
[7574]
[7575]
[7576]
[7577]
[7578]
[7579]
[7580]
[7581]
[7582]
[7583]
[7584]
[7585]
[7586]
[7587]
[7588]
[7589]
[7590]
[7591]
[7592]
[7593]
[7594]
[7595]
[7596]
[7597]
[7598]
[7599]
[7600]
[7601]
[7602]
[7603]
[7604]
[7605]
[7606]
[7607]
[7608]
[7609]
[7610]
[7611]
[7612]
[7613]
[7614]
[7615]
[7616]
[7617]
[7618]
[7619]
[7620]
[7621]
[7622]
[7623]
[7624]
[7625]
[7626]
[7627]
[7628]
[7629]
[7630]
[7631]
[7632]
[7633]
[7634]
[7635]
[7636]
[7637]
[7638]
[7639]
[7640]
[7641]
[7642]
[7643]
[7644]
[7645]
[7646]
[7647]
[7648]
[7649]
[7650]
[7651]
[7652]
[7653]
[7654]
[7655]
[7656]
[7657]
[7658]
[7659]
[7660]
[7661]
[7662]
[7663]
[7664]
[7665]
[7666]
[7667]
[7668]
[7669]
[7670]
[7671]
[7672]
[7673]
[7674]
[7675]
[7676]
[7677]
[7678]
[7679]
[7680]
[7681]
[7682]
[7683]
[7684]
[7685]
[7686]
[7687]
[7688]
[7689]
[7690]
[7691]
[7692]
[7693]
[7694]
[7695]
[7696]
[7697]
[7698]
[7699]
[7700]
[7701]
[7702]
[7703]
[7704]
[7705]
[7706]
[7707]
[7708]
[7709]
[7710]
[7711]
[7712]
[7713]
[7714]
[7715]
[7716]
[7717]
[7718]
[7719]
[7720]
[7721]
[7722]
[7723]
[7724]
[7725]
[7726]
[7727]
[7728]
[7729]
[7730]
[7731]
[7732]
[7733]
[7734]
[7735]
[7736]
[7737]
[7738]
[7739]
[7740]
[7741]
[7742]
[7743]
[7744]
[7745]
[7746]
[7747]
[7748]
[7749]
[7750]
[7751]
[7752]
[7753]
[7754]
[7755]
[7756]
[7757]
[7758]
[7759]
[7760]
[7761]
[7762]
[7763]
[7764]
[7765]
[7766]
[7767]
[7768]
[7769]
[7770]
[7771]
[7772]
[7773]
[7774]
[7775]
[7776]
[7777]
[7778]
[7779]
[7780]
[7781]
[7782]
[7783]
[7784]
[7785]
[7786]
[7787]
[7788]
[7789]
[7790]
[7791]
[7792]
[7793]
[7794]
[7795]
[7796]
[7797]
[7798]
[7799]
[7800]
[7801]
[7802]
[7803]
[7804]
[7805]
[7806]
[7807]
[7808]
[7809]
[7810]
[7811]
[7812]
[7813]
[7814]
[7815]
[7816]
[7817]
[7818]
[7819]
[7820]
[7821]
[7822]
[7823]
[7824]
[7825]
[7826]
[7827]
[7828]
[7829]
[7830]
[7831]
[7832]
[7833]
[7834]
[7835]
[7836]
[7837]
[7838]
[7839]
[7840]
[7841]
[7842]
[7843]
[7844]
[7845]
[7846]
[7847]
[7848]
[7849]
[7850]
[7851]
[7852]
[7853]
[7854]
[7855]
[7856]
[7857]
[7858]
[7859]
[7860]
[7861]
[7862]
[7863]
[7864]
[7865]
[7866]
[7867]
[7868]
[7869]
[7870]
[7871]
[7872]
[7873]
[7874]
[7875]
[7876]
[7877]
[7878]
[7879]
[7880]
[7881]
[7882]
[7883]
[7884]
[7885]
[7886]
[7887]
[7888]
[7889]
[7890]
[7891]
[7892]
[7893]
[7894]
[7895]
[7896]
[7897]
[7898]
[7899]
[7900]
[7901]
[7902]
[7903]
[7904]
[7905]
[7906]
[7907]
[7908]
[7909]
[7910]
[7911]
[7912]
[7913]
[7914]
[7915]
[7916]
[7917]
[7918]
[7919]
[7920]
[7921]
[7922]
[7923]
[7924]
[7925]
[7926]
[7927]
[7928]
[7929]
[7930]
[7931]
[7932]
[7933]
[7934]
[7935]
[7936]
[7937]
[7938]
[7939]
[7940]
[7941]
[7942]
[7943]
[7944]
[7945]
[7946]
[7947]
[7948]
[7949]
[7950]
[7951]
[7952]
[7953]
[7954]
[7955]
[7956]
[7957]
[7958]
[7959]
[7960]
[7961]
[7962]
[7963]
[7964]
[7965]
[7966]
[7967]
[7968]
[7969]
[7970]
[7971]
[7972]
[7973]
[7974]
[7975]
[7976]
[7977]
[7978]
[7979]
[7980]
[7981]
[7982]
[7983]
[7984]
[7985]
[7986]
[7987]
[7988]
[7989]
[7990]
[7991]
[7992]
[7993]
[7994]
[7995]
[7996]
[7997]
[7998]
[7999]
[8000]
[8001]
[8002]
[8003]
[8004]
[8005]
[8006]
[8007]
[8008]
[8009]
[8010]
[8011]
[8012]
[8013]
[8014]
[8015]
[8016]
[8017]
[8018]
[8019]
[8020]
[8021]
[8022]
[8023]
[8024]
[8025]
[8026]
[8027]
[8028]
[8029]
[8030]
[8031]
[8032]
[8033]
[8034]
[8035]
[8036]
[8037]
[8038]
[8039]
[8040]
[8041]
[8042]
[8043]
[8044]
[8045]
[8046]
[8047]
[8048]
[8049]
[8050]
[8051]
[8052]
[8053]
[8054]
[8055]
[8056]
[8057]
[8058]
[8059]
[8060]
[8061]
[8062]
[8063]
[8064]
[8065]
[8066]
[8067]
[8068]
[8069]
[8070]
[8071]
[8072]
[8073]
[8074]
[8075]
[8076]
[8077]
[8078]
[8079]
[8080]
[8081]
[8082]
[8083]
[8084]
[8085]
[8086]
[8087]
[8088]
[8089]
[8090]
[8091]
[8092]
[8093]
[8094]
[8095]
[8096]
[8097]
[8098]
[8099]
[8100]
[8101]
[8102]
[8103]
[8104]
[8105]
[8106]
[8107]
[8108]
[8109]
[8110]
[8111]
[8112]
[8113]
[8114]
[8115]
[8116]
[8117]
[8118]
[8119]
[8120]
[8121]
[8122]
[8123]
[8124]
[8125]
[8126]
[8127]
[8128]
[8129]
[8130]
[8131]
[8132]
[8133]
[8134]
[8135]
[8136]
[8137]
[8138]
[8139]
[8140]
[8141]
[8142]
[8143]
[8144]
[8145]
[8146]
[8147]
[8148]
[8149]
[8150]
[8151]
[8152]
[8153]
[8154]
[8155]
[8156]
[8157]
[8158]
[8159]
[8160]
[8161]
[8162]
[8163]
[8164]
[8165]
[8166]
[8167]
[8168]
[8169]
[8170]
[8171]
[8172]
[8173]
[8174]
[8175]
[8176]
[8177]
[8178]
[8179]
[8180]
[8181]
[8182]
[8183]
[8184]
[8185]
[8186]
[8187]
[8188]
[8189]
[8190]
[8191]
[8192]
[8193]
[8194]
[8195]
[8196]
[8197]
[8198]
[8199]
[8200]
[8201]
[8202]
[8203]
[8204]
[8205]
[8206]
[8207]
[8208]
[8209]
[8210]
[8211]
[8212]
[8213]
[8214]
[8215]
[8216]
[8217]
[8218]
[8219]
[8220]
[8221]
[8222]
[8223]
[8224]
[8225]
[8226]
[8227]
[8228]
[8229]
[8230]
[8231]
[8232]
[8233]
[8234]
[8235]
[8236]
[8237]
[8238]
[8239]
[8240]
[8241]
[8242]
[8243]
[8244]
[8245]
[8246]
[8247]
[8248]
[8249]
[8250]
[8251]
[8252]
[8253]
[8254]
[8255]
[8256]
[8257]
[8258]
[8259]
[8260]
[8261]
[8262]
[8263]
[8264]
[8265]
[8266]
[8267]
[8268]
[8269]
[8270]
[8271]
[8272]
[8273]
[8274]
[8275]
[8276]
[8277]
[8278]
[8279]
[8280]
[8281]
[8282]
[8283]
[8284]
[8285]
[8286]
[8287]
[8288]
[8289]
[8290]
[8291]
[8292]
[8293]
[8294]
[8295]
[8296]
[8297]
[8298]
[8299]
[8300]
[8301]
[8302]
[8303]
[8304]
[8305]
[8306]
[8307]
[8308]
[8309]
[8310]
[8311]
[8312]
[8313]
[8314]
[8315]
[8316]
[8317]
[8318]
[8319]
[8320]
[8321]
[8322]
[8323]
[8324]
[8325]
[8326]
[8327]
[8328]
[8329]
[8330]
[8331]
[8332]
[8333]
[8334]
[8335]
[8336]
[8337]
[8338]
[8339]
[8340]
[8341]
[8342]
[8343]
[8344]
[8345]
[8346]
[8347]
[8348]
[8349]
[8350]
[8351]
[8352]
[8353]
[8354]
[8355]
[8356]
[8357]
[8358]
[8359]
[8360]
[8361]
[8362]
[8363]
[8364]
[8365]
[8366]
[8367]
[8368]
[8369]
[8370]
[8371]
[8372]
[8373]
[8374]
[8375]
[8376]
[8377]
[8378]
[8379]
[8380]
[8381]
[8382]
[8383]
[8384]
[8385]
[8386]
[8387]
[8388]
[8389]
[8390]
[8391]
[8392]
[8393]
[8394]
[8395]
[8396]
[8397]
[8398]
[8399]
[8400]
[8401]
[8402]
[8403]
[8404]
[8405]
[8406]
[8407]
[8408]
[8409]
[8410]
[8411]
[8412]
[8413]
[8414]
[8415]
[8416]
[8417]
[8418]
[8419]
[8420]
[8421]
[8422]
[8423]
[8424]
[8425]
[8426]
[8427]
[8428]
[8429]
[8430]
[8431]
[8432]
[8433]
[8434]
[8435]
[8436]
[8437]
[8438]
[8439]
[8440]
[8441]
[8442]
[8443]
[8444]
[8445]
[8446]
[8447]
[8448]
[8449]
[8450]
[8451]
[8452]
[8453]
[8454]
[8455]
[8456]
[8457]
[8458]
[8459]
[8460]
[8461]
[8462]
[8463]
[8464]
[8465]
[8466]
[8467]
[8468]
[8469]
[8470]
[8471]
[8472]
[8473]
[8474]
[8475]
[8476]
[8477]
[8478]
[8479]
[8480]
[8481]
[8482]
[8483]
[8484]
[8485]
[8486]
[8487]
[8488]
[8489]
[8490]
[8491]
[8492]
[8493]
[8494]
[8495]
[8496]
[8497]
[8498]
[8499]
[8500]
[8501]
[8502]
[8503]
[8504]
[8505]
[8506]
[8507]
[8508]
[8509]
[8510]
[8511]
[8512]
[8513]
[8514]
[8515]
[8516]
[8517]
[8518]
[8519]
[8520]
[8521]
[8522]
[8523]
[8524]
[8525]
[8526]
[8527]
[8528]
[8529]
[8530]
[8531]
[8532]
[8533]
[8534]
[8535]
[8536]
[8537]
[8538]
[8539]
[8540]
[8541]
[8542]
[8543]
[8544]
[8545]
[8546]
[8547]
[8548]
[8549]
[8550]
[8551]
[8552]
[8553]
[8554]
[8555]
[8556]
[8557]
[8558]
[8559]
[8560]
[8561]
[8562]
[8563]
[8564]
[8565]
[8566]
[8567]
[8568]
[8569]
[8570]
[8571]
[8572]
[8573]
[8574]
[8575]
[8576]
[8577]
[8578]
[8579]
[8580]
[8581]
[8582]
[8583]
[8584]
[8585]
[8586]
[8587]
[8588]
[8589]
[8590]
[8591]
[8592]
[8593]
[8594]
[8595]
[8596]
[8597]
[8598]
[8599]
[8600]
[8601]
[8602]
[8603]
[8604]
[8605]
[8606]
[8607]
[8608]
[8609]
[8610]
[8611]
[8612]
[8613]
[8614]
[8615]
[8616]
[8617]
[8618]
[8619]
[8620]
[8621]
[8622]
[8623]
[8624]
[8625]
[8626]
[8627]
[8628]
[8629]
[8630]
[8631]
[8632]
[8633]
[8634]
[8635]
[8636]
[8637]
[8638]
[8639]
[8640]
[8641]
[8642]
[8643]
[8644]
[8645]
[8646]
[8647]
[8648]
[8649]
[8650]
[8651]
[8652]
[8653]
[8654]
[8655]
[8656]
[8657]
[8658]
[8659]
[8660]
[8661]
[8662]
[8663]
[8664]
[8665]
[8666]
[8667]
[8668]
[8669]
[8670]
[8671]
[8672]
[8673]
[8674]
[8675]
[8676]
[8677]
[8678]
[8679]
[8680]
[8681]
[8682]
[8683]
[8684]
[8685]
[8686]
[8687]
[8688]
[8689]
[8690]
[8691]
[8692]
[8693]
[8694]
[8695]
[8696]
[8697]
[8698]
[8699]
[8700]
[8701]
[8702]
[8703]
[8704]
[8705]
[8706]
[8707]
[8708]
[8709]
[8710]
[8711]
[8712]
[8713]
[8714]
[8715]
[8716]
[8717]
[8718]
[8719]
[8720]
[8721]
[8722]
[8723]
[8724]
[8725]
[8726]
[8727]
[8728]
[8729]
[8730]
[8731]
[8732]
[8733]
[8734]
[8735]
[8736]
[8737]
[8738]
[8739]
[8740]
[8741]
[8742]
[8743]
[8744]
[8745]
[8746]
[8747]
[8748]
[8749]
[8750]
[8751]
[8752]
[8753]
[8754]
[8755]
[8756]
[8757]
[8758]
[8759]
[8760]

{"sheet":"Results (hidden)","index":6,"n_rows":8764,"n_cols":55,"rows_kept":1125,"cut":true,"hidden":true,"merged":[],"bounds":{"rows_first":500,"rows_last":125,"rows_between":500,"halvings":2}}
[null,null,null,null,null,null,null,"Month","Day","Day of the year","Hour of the day","Hour of the year","Seconds of the year","B [degrees]","E [min]","delta [degrees]",null,"Irradiance (kWh/m2)","Qdist 1 (kWh/m2)","Qdist 2 (kWh/m2)","Qdist3 (kWh/m2)","Other variables:","solar time","GbT","GdT","theta_sunEW","theta_sunNS","Gamma_s","Omega","Theta_z","Theta_i","K_theta_b","K_theta_b_EW","K_theta_b_NS",null,"Tm_star1","Tm_star2","Tm_star3",null,"Q_pv_DC1","Q_pv_DC2","Q_pv_DC3","Q_pv_AC1","Q_pv_AC2","Q_pv_AC3","Excel formulas:","Efficiency 1","Efficiency 2","Efficiency 3","Uncertainty1 (h)","Uncertainty2 (h)","Uncertainty3 (h)","Uncertainty (Q1)","Uncertainty (Q2)","Uncertainty (Q3)"]
[null,null,null,null,null,null,null,1,1,1,0,0,0,0,-2.9044223999999996,-23.011636727869259,"The"]
["Thermal","Irradiance","Collector mean temperature (°C)",null,null,null,null,1,1,1,1,1,3600,0,-2.9044223999999996,-23.011636727869259,"lightgray area",0,0,0,0,null,0.11492629333333329,0,0,90,90,-176.4818832516109,-178.27610559999999,153.17747403867739,90,0,0,0,null,0,0,0,null,0,0,0,0,0,0,null,{"$f":"IF($R3=0, 0, S3/$R3)","v":0},{"$f":"IF($R3=0, 0, T3/$R3)","v":0},{"$f":"IF($R3=0, 0, U3/$R3)","v":0},{"$f":"IF(AU3=0,0,IF(AJ3<0.08,2.10677665*AJ3^2+0.23807711*AJ3+0.00471327,2.10677665*0.08^2+0.23807711*0.08+0.00471327))","v":0},{"$f":"IF(AV3=0,0,IF(AK3<0.08,2.10677665*AK3^2+0.23807711*AK3+0.00471327,2.10677665*0.08^2+0.23807711*0.08+0.00471327))","v":0},{"$f":"IF(AW3=0,0,IF(AL3<0.08,2.10677665*AL3^2+0.23807711*AL3+0.00471327,2.10677665*0.08^2+0.23807711*0.08+0.00471327))","v":0},{"$f":"AX3*$R3","v":0},{"$f":"AY3*$R3","v":0},{"$f":"AZ3*$R3","v":0}]
[null,null,"25°C","50°C","75°C",null,null,1,1,1,2,2,7200,0,-2.9044223999999996,-23.011636727869259,"is emptied",0,0,0,0,null,1.1149262933333333,0,0,90,90,-147.82255216677757,-163.27610559999999,150.17501471932238,90,0,0,0,null,0,0,0,null,0,0,0,0,0,0,null,0,0,0,0,{"$f":"IF(AV4=0,0,IF(AK4<0.08,2.10677665*AK4^2+0.23807711*AK4+0.00471327,2.10677665*0.08^2+0.23807711*0.08+0.00471327))","v":0},{"$f":"IF(AW4=0,0,IF(AL4<0.08,2.10677665*AL4^2+0.23807711*AL4+0.00471327,2.10677665*0.08^2+0.23807711*0.08+0.00471327))","v":0},0,0,0]
["January",{"$f":"SUM(R2:R746)","v":47.512283956878591},{"$f":"SUM(S2:S746)","v":33.177119718373824},{"$f":"SUM(T2:T746)","v":22.955173192582983},{"$f":"SUM(U2:U746)","v":13.151504343069874},null,null,1,1,1,3,3,10800,0,-2.9044223999999996,-23.011636727869259,"every time the",0,0,0,0,null,2.1149262933333333,0,0,90,90,-125.53429733205337,-148.27610559999999,143.50556784715144,90,0,0,0,null,0,0,0,null,0,0,0,0,0,0,null,0,0,0,0,0,0,0,0,0]
["February",{"$f":"SUM(R747:R1418)","v":63.794896969553228},{"$f":"SUM(S747:S1418)","v":46.407394285865884},{"$f":"SUM(T747:T1418)","v":31.893550961534441},{"$f":"SUM(U747:U1418)","v":20.135710807083541},null,null,1,1,1,4,4,14400,0,-2.9044223999999996,-23.011636727869259,"macro is run;",0,0,0,0,null,3.1149262933333333,0,0,90,90,-108.91324176131991,-133.27610559999999,134.89769384348503,90,0,0,0,null,0,0,0,null,0,0,0,0,0,0,null,0,0,0,0,0,0,0,0,0]
["March",{"$f":"SUM(R1419:R2162)","v":100.52380187047038},{"$f":"SUM(S1419:S2162)","v":79.327749821910231},{"$f":"SUM(T1419:T2162)","v":59.301337638307189},{"$f":"SUM(U1419:U2162)","v":41.004329860109422},null,null,1,1,1,5,5,18000,0,-2.9044223999999996,-23.011636727869259,null,0,0,0,0,null,4.1149262933333333,0,0,90,90,-95.68633630219648,-118.27610559999999,125.45175720648081,90,0,0,0,null,0,0,0,null,0,0,0,0,0,0,null,0,0,0,0,0,0,0,0,0]
["April",{"$f":"SUM(R2163:R2882)","v":131.04276573086375},{"$f":"SUM(S2163:S2882)","v":109.84152072934616},{"$f":"SUM(T2163:T2882)","v":85.332236391863233},{"$f":"SUM(U2163:U2882)","v":62.822480868005862},null,null,1,1,1,6,6,21600,0,-2.9044223999999996,-23.011636727869259,null,0,0,0,0,null,5.1149262933333333,0,0,90,90,-84.207426703674969,-103.27610559999999,115.78606422863173,90,0,0,0,null,0,0,0,null,0,0,0,0,0,0,null,0,0,0,0,0,0,0,0,0]
["May",{"$f":"SUM(R2883:R3626)","v":158.10267890852685},{"$f":"SUM(S2883:S3626)","v":139.86211568491575},{"$f":"SUM(T2883:T3626)","v":111.21222048996398},{"$f":"SUM(U2883:U3626)","v":83.335759979130287},null,null,1,1,1,7,7,25200,0,-2.9044223999999996,-23.011636727869259,null,0,0,0,0,null,6.1149262933333333,0,0,90,90,-73.445569087819536,-88.276105599999994,106.30255061238586,90,0,0,0,null,0,0,0,null,0,0,0,0,0,0,null,0,0,0,0,0,0,0,0,0]
["June",{"$f":"SUM(R3627:R4346)","v":155.52803937392503},{"$f":"SUM(S3627:S4346)","v":137.63175470731213},{"$f":"SUM(T3627:T4346)","v":108.6454273804039},{"$f":"SUM(U3627:U4346)","v":79.808583496931931},null,null,1,1,1,8,8,28800,0,-2.9044223999999996,-23.011636727869259,null,0,0,0,0,null,7.1149262933333333,0,0,90,90,-62.718048998676458,-73.276105599999994,97.332355949354522,81.012672480233817,0,0,0,null,0,0,0,null,0,0,0,0,0,0,null,0,0,0,0,0,0,0,0,0]
["July",{"$f":"SUM(R4347:R5090)","v":159.59131771455424},{"$f":"SUM(S4347:S5090)","v":144.09173130732677},{"$f":"SUM(T4347:T5090)","v":115.10780951580519},{"$f":"SUM(U4347:U5090)","v":87.241496611607488},null,null,1,1,1,9,9,32400,0,-2.9044223999999996,-23.011636727869259,null,2.7829824531467907E-3,0,0,0,null,8.1149262933333333,0,2.7829824531467908,-64.820320233683105,-53.728108876887781,-51.534339543042471,-58.276105600000001,89.208746199374389,68.40344033976308,1.3325207797325571,1.4580545560273872,0.9139032378617854,null,7.0068713433499523,15.990039732260147,24.973208121170344,null,0,0,0,0,0,0,null,0,0,0,0,0,0,0,0,0]
["August",{"$f":"SUM(R5091:R5834)","v":150.86113845224403},{"$f":"SUM(S5091:S5834)","v":139.19491850642325},{"$f":"SUM(T5091:T5834)","v":111.93763858157878},{"$f":"SUM(U5091:U5834)","v":84.864029923078235},null,null,1,1,1,10,10,36000,0,-2.9044223999999996,-23.011636727869259,null,0.14051773656436964,9.7239524123778204E-2,4.8645241237782171E-3,0,null,9.1149262933333333,77.820683336836979,62.697053227532663,-49.023633275598712,-45.057236811853286,-39.54645272473158,-43.276105600000001,82.301810347182695,56.767828355830083,1.4471290016930451,1.515590831889968,0.9548282895644401,null,0.1280977080907818,0.30601119155020101,0.48392467500962016,null,0,0,0,0,0,0,null,0.69200889867190429,3.4618577289350458E-2,0,3.7242809360000004E-2,3.7242809360000004E-2,0,5.2332752745655204E-3,5.2332752745655204E-3,0]
["September",{"$f":"SUM(R5835:R6554)","v":122.72480345427431},{"$f":"SUM(S5835:S6554)","v":111.0341080525419},{"$f":"SUM(T5835:T6554)","v":87.680494935564994},{"$f":"SUM(U5835:U6554)","v":66.753783143201446},null,null,1,1,1,11,11,39600,0,-2.9044223999999996,-23.011636727869259,null,0.20789205276601089,0.14074309923113473,5.1168099231134724E-2,0,null,10.114926293333333,90.951320450510522,116.94073231550037,-32.521917562836293,-40.546165043142274,-26.580798516173264,-28.276105600000001,77.019257365289775,46.855197601088662,1.1622884953342627,1.2002630107540355,0.96836150487057315,null,7.9849132177668328E-2,0.20010384931271097,0.32035856644775357,null,0,0,0,0,0,0,null,0.67700086346997379,0.24612821197511597,0,3.7156083968568947E-2,3.7242809360000004E-2,0,7.7244545689720669E-3,7.742484088623605E-3,0]
["October",{"$f":"SUM(R6555:R7298)","v":82.453825044487232},{"$f":"SUM(S6555:S7298)","v":66.209203225144449},{"$f":"SUM(T6555:T7298)","v":47.552387321365273},{"$f":"SUM(U6555:U7298)","v":32.484320512583324},null,null,1,1,1,12,12,43200,0,-2.9044223999999996,-23.011636727869259,null,0.35337868811958695,0.26377433253131422,0.17559933253131418,6.8674332531314136E-2,null,11.114926293333333,221.4456697026832,131.93301841690376,-15.421557416918402,-38.375340733408983,-12.718011702490125,-13.276105600000001,73.761479475066281,39.981852953900052,1.0129998522119861,1.0408431148338368,0.97324931853318197,null,4.3579311706506994E-2,0.11432494759369366,0.18507058348088037,null,0,0,0,0,0,0,null,0.74643531542584229,0.49691545765173473,0.19433637296223716,1.9089604963659221E-2,3.7242809360000004E-2,3.7242809360000004E-2,6.7458595587790507E-3,1.3160815113524675E-2,1.3160815113524675E-2]
["November",{"$f":"SUM(R7299:R8018)","v":40.225320746653509},{"$f":"SUM(S7299:S8018)","v":25.677084317115529},{"$f":"SUM(T7299:T8018)","v":16.274131516984994},{"$f":"SUM(U7299:U8018)","v":9.3004547626784717},null,null,1,1,1,13,13,46800,0,-2.9044223999999996,-23.011636727869259,null,0.28456665402427045,0.19685116525560953,0.1082761652556095,9.5116525560954559E-4,null,12.114926293333333,130.28857917828196,154.2780748459885,2.0083224614511299,-37.820970922669524,1.6607319885839527,1.7238943999999989,72.827762339744382,37.849262005157129,0.9802285336757246,1.0060249673843533,0.97435805815466092,null,5.1306081698366444E-2,0.13915896131885694,0.22701184093934743,null,0,0,0,0,0,0,null,0.69175766897417379,0.38049491647877587,3.3425042680103392E-3,2.2473771367372303E-2,3.7242809360000004E-2,3.7242809360000004E-2,6.3952859213195897E-3,1.0598061646038982E-2,1.0598061646038982E-2]
["December",{"$f":"SUM(R8019:R8762)","v":31.960859290232467},{"$f":"SUM(S8019:S8762)","v":19.289302851769261},{"$f":"SUM(T8019:T8762)","v":12.2816114545522},{"$f":"SUM(U8019:U8762)","v":6.3645398425395161},null,null,1,1,1,14,14,50400,0,-2.9044223999999996,-23.011636727869259,null,0.21615203378227907,0.14136800188025936,5.1693001880259382E-2,0,null,13.114926293333333,87.277298493669235,128.87473528860983,19.393432013885857,-38.715958415830073,15.968496841596902,16.723894399999999,74.312803828922029,41.20212278071385,1.0200166299996243,1.0487868640277718,0.97256808316833987,null,6.6619775664496034E-2,0.18227910841535722,0.29793844116621843,null,0,0,0,0,0,0,null,0.6540211507917314,0.23915112421439247,0,2.9924198220009281E-2,3.7242809360000004E-2,0,6.4681763045590611E-3,8.0501089869296997E-3,0]
["Year",{"$f":"SUM(B5:B16)","v":1244.3217315126637},{"$f":"SUM(C5:C16)","v":1051.7440032080451},{"$f":"SUM(D5:D16)","v":810.17401938050716},{"$f":"SUM(E5:E16)","v":587.2669941500194},null,null,1,1,1,15,15,54000,0,-2.9044223999999996,-23.011636727869259,null,0.13553327813791916,7.8775901938586912E-2,0,0,null,14.114926293333333,44.023951565860635,91.509326572058512,36.374421997270545,-41.333711253139938,29.648134392494523,31.723894399999999,78.067961402668658,48.922907966326392,1.204110886569107,1.2464930639672465,0.96599886624058018,null,0.10772262134132835,0.2921791647340139,0.47663570812669936,null,0,0,0,0,0,0,null,0.58122922296931578,0,0,3.7242809360000004E-2,0,0,5.0476400396263794E-3,0,0]
[null,null,{"$f":"C17/$B$17","v":0.84523477857249119},{"$f":"D17/$B$17","v":0.65109689790245528},{"$f":"E17/$B$17","v":0.47195751651472517},null,null,1,1,1,16,16,57600,0,-2.9044223999999996,-23.011636727869259,null,5.8983990062659822E-2,9.7147522359139395E-3,0,0,null,15.114926293333333,17.856076718340873,41.127913344318948,52.71752785461797,-46.58051725418229,42.385594188205488,46.723894399999999,83.760787524941748,59.324604790621159,1.4633980102856778,1.54,0.95025844823745309,null,0.25939242129510937,0.68323624694071283,1.1070800725863164,null,0,0,0,0,0,0,null,0.16470151011475778,0,0,3.7242809360000004E-2,0,0,2.1967294971957743E-3,0,0]
[null,null,null,null,null,null,null,1,1,1,17,17,61200,0,-2.9044223999999996,-23.011636727869259,null,9.2766081771559681E-4,0,0,0,null,16.114926293333333,0,0.92766081771559683,90,90,54.165835630395698,61.723894399999999,90.982445988341055,71.234194854549045,0,0,0,null,17.463279348041421,44.412784514772014,71.362289681502602,null,0,0,0,0,0,0,null,0,0,0,0,0,0,0,0,0]
[null,null,null,null,null,null,null,1,1,1,18,18,64800,0,-2.9044223999999996,-23.011636727869259,null,0,0,0,0,null,17.114926293333333,0,0,90,90,65.208719519933069,76.723894400000006,99.331783931154121,84.001688242609575,0,0,0,null,0,0,0,null,0,0,0,0,0,0,null,0,0,0,0,0,0,0,0,0]
["PVT","Irradiance","Collector mean temperature (°C)",null,null,null,null,1,1,1,19,19,68400,0,-2.9044223999999996,-23.011636727869259,null,0,0,0,0,null,18.114926293333333,0,0,90,90,75.895203533887937,91.723894400000006,108.44860730530286,90,0,0,0,null,0,0,0,null,0,0,0,0,0,0,null,0,0,0,0,0,0,0,0,0]
[null,null,"25°C","50°C","75°C",null,null,1,1,1,20,20,72000,0,-2.9044223999999996,-23.011636727869259,null,0,0,0,0,null,19.114926293333333,0,0,90,90,86.752202573225603,106.72389440000001,118.00435129960964,90,0,0,0,null,0,0,0,null,0,0,0,0,0,0,null,0,0,0,0,0,0,{"$f":"AX22*$R22","v":0},0,0]
["January",{"$f":"B5","v":47.512283956878591},{"$f":"SUM(AQ2:AQ746)","v":0},{"$f":"SUM(AR2:AR746)","v":0},{"$f":"SUM(AS2:AS746)","v":0},null,null,1,1,1,21,21,75600,0,-2.9044223999999996,-23.011636727869259,null,0,0,0,0,null,20.114926293333333,0,0,90,90,98.524183770090247,121.72389440000001,127.65988256152205,90,0,0,0,null,0,0,0,null,0,0,0,0,0,0,null,0,0,0,0,0,0,0,0,0]
["February",{"$f":"B6","v":63.794896969553228},{"$f":"SUM(AQ747:AQ1418)","v":0},{"$f":"SUM(AR747:AR1418)","v":0},{"$f":"SUM(AS747:AS1418)","v":0},null,null,1,1,1,22,22,79200,0,-2.9044223999999996,-23.011636727869259,null,0,0,0,0,null,21.114926293333333,0,0,90,90,112.35742688658102,136.72389440000001,136.98022038615267,90,0,0,0,null,0,0,0,null,0,0,0,0,0,0,null,0,0,0,0,0,0,0,0,0]
["March",100.52380187047038,{"$f":"SUM(AQ1419:AQ2162)","v":0},{"$f":"SUM(AR1419:AR2162)","v":0},{"$f":"SUM(AS1419:AS2162)","v":0},null,null,1,1,1,23,23,82800,0,-2.9044223999999996,-23.011636727869259,null,0,0,0,0,null,22.114926293333333,0,0,90,90,130.07243883424201,151.72389440000001,145.26407108331921,90,0,0,0,null,0,0,0,null,0,0,0,0,0,0,null,0,0,0,0,0,0,0,0,0]
["April",131.04276573086375,{"$f":"SUM(AQ2163:AQ2882)","v":0},{"$f":"SUM(AR2163:AR2882)","v":0},{"$f":"SUM(AS2163:AS2882)","v":0},null,null,1,1,1,24,24,86400,0,-2.9044223999999996,-23.011636727869259,null,0,0,0,0,null,23.114926293333333,0,0,90,90,153.92348087543814,166.72389440000001,151.25872651708278,90,0,0,0,null,0,0,0,null,0,0,0,0,0,0,null,0,0,0,0,0,0,0,0,0]
["May",158.10267890852685,{"$f":"SUM(AQ2883:AQ3626)","v":0},{"$f":"SUM(AR2883:AR3626)","v":0},{"$f":"SUM(AS2883:AS3626)","v":0},null,null,1,2,2,1,25,90000,0.98630136986301364,-3.3516531289309093,-22.930543608307676,null,0,0,0,0,null,0.10747244785115141,0,0,90,90,-176.71698424448019,-178.38791328223272,153.10073166513749,90,0,0,0,null,0,0,0,null,0,0,0,0,0,0,null,0,0,0,0,0,0,0,0,0]
["June",155.52803937392503,{"$f":"SUM(AQ3627:AQ4346)","v":0},{"$f":"SUM(AR3627:AR4346)","v":0},{"$f":"SUM(AS3627:AS4346)","v":0},null,null,1,2,2,2,26,93600,0.98630136986301364,-3.3516531289309093,-22.930543608307676,null,0,0,0,0,null,1.1074724478511515,0,0,90,90,-148.07519179319496,-163.38791328223272,150.13803971041793,90,0,0,0,null,0,0,0,null,0,0,0,0,0,0,null,0,0,0,0,0,0,0,0,0]
["July",159.59131771455424,{"$f":"SUM(AQ4347:AQ5090)","v":0},{"$f":"SUM(AR4347:AR5090)","v":0},{"$f":"SUM(AS4347:AS5090)","v":0},null,null,1,2,2,3,27,97200,0.98630136986301364,-3.3516531289309093,-22.930543608307676,null,0,0,0,0,null,2.1074724478511517,0,0,90,90,-125.75420568604248,-148.38791328223272,143.49756838820818,90,0,0,0,null,0,0,0,null,0,0,0,0,0,0,null,0,0,0,0,0,0,0,0,0]
["August",150.86113845224403,{"$f":"SUM(AQ5091:AQ5834)","v":0},{"$f":"SUM(AR5091:AR5834)","v":0},{"$f":"SUM(AS5091:AS5834)","v":0},null,null,1,2,2,4,28,100800,0.98630136986301364,-3.3516531289309093,-22.930543608307676,null,0,0,0,0,null,3.1074724478511517,0,0,90,90,-109.09794656536576,-133.38791328223272,134.90520701968899,90,0,0,0,null,0,0,0,null,0,0,0,0,0,0,null,0,0,0,0,0,0,0,0,0]
["September",122.72480345427431,{"$f":"SUM(AQ5835:AQ6554)","v":0},{"$f":"SUM(AR5835:AR6554)","v":0},{"$f":"SUM(AS5835:AS6554)","v":0},null,null,1,2,2,5,29,104400,0.98630136986301364,-3.3516531289309093,-22.930543608307676,null,0,0,0,0,null,4.1074724478511513,0,0,90,90,-95.846340204957755,-118.38791328223273,125.46544921329721,90,0,0,0,null,0,0,0,null,0,0,0,0,0,0,null,0,0,0,0,0,0,0,0,0]
["October",82.453825044487232,{"$f":"SUM(AQ6555:AQ7298)","v":0},{"$f":"SUM(AR6555:AR7298)","v":0},{"$f":"SUM(AS6555:AS7298)","v":0},null,null,1,2,2,6,30,108000,0.98630136986301364,-3.3516531289309093,-22.930543608307676,null,0,0,0,0,null,5.1074724478511513,0,0,90,90,-84.352175303313047,-103.38791328223273,115.79976651071856,90,0,0,0,null,0,0,0,null,0,0,0,0,0,0,null,0,0,0,0,0,0,0,0,0]
["November",40.225320746653509,{"$f":"SUM(AQ7299:AQ8018)","v":0},{"$f":"SUM(AR7299:AR8018)","v":0},{"$f":"SUM(AS7299:AS8018)","v":0},null,null,1,2,2,7,31,111600,0.98630136986301364,-3.3516531289309093,-22.930543608307676,null,0,0,0,0,null,6.1074724478511513,0,0,90,90,-73.581773791320927,-88.387913282232731,106.31171389763956,90,0,0,0,null,0,0,0,null,0,0,0,0,0,0,null,0,0,0,0,0,0,0,0,0]
["December",31.960859290232467,{"$f":"SUM(AQ8019:AQ8762)","v":0},{"$f":"SUM(AR8019:AR8762)","v":0},{"$f":"SUM(AS8019:AS8762)","v":0},null,null,1,2,2,8,32,115200,0.98630136986301364,-3.3516531289309093,-22.930543608307676,null,0,0,0,0,null,7.1074724478511513,0,0,90,90,-62.850173269599814,-73.387913282232731,97.33312877410475,81.081000943830318,0,0,0,null,0,0,0,null,0,0,0,0,0,0,null,0,0,0,0,0,0,0,0,0]
["Year",{"$f":"SUM(B23:B34)","v":1244.3217315126637},{"$f":"SUM(C23:C34)","v":0},{"$f":"SUM(D23:D34)","v":0},{"$f":"SUM(E23:E34)","v":0},null,null,1,2,2,9,33,118800,0.98630136986301364,-3.3516531289309093,-22.930543608307676,null,1.8553216354311936E-3,0,0,0,null,8.1074724478511513,0,1.8553216354311937,-64.911904765707718,-53.706394239665414,-51.664918569374677,-58.387913282232731,89.197544944582901,68.456744440359813,1.3313192811483965,1.4564976189829688,0.91405524032234198,null,10.672004046025314,24.146756629390605,37.621509212755903,null,0,0,0,0,0,0,null,0,0,0,0,0,0,0,0,0]
[null,null,{"$f":"C35/$B$35","v":0},{"$f":"D35/$B$35","v":0},{"$f":"E35/$B$35","v":0},null,null,1,2,2,10,34,122400,0.98630136986301364,-3.3516531289309093,-22.930543608307676,null,3.3395789437761489E-2,0,0,0,null,9.1074724478511513,0,33.395789437761486,-49.123672880115627,-45.004945650076067,-39.675956374484144,-43.387913282232731,82.275280553098682,56.800063795731688,1.4497551661599557,1.5180918220028907,0.95498516304977177,null,0.57192838742728258,1.3205257531697989,2.0691231189123149,null,0,0,0,0,0,0,null,0,0,0,0,0,0,0,0,0]
[null,null,null,null,null,null,null,1,2,2,11,35,126000,0.98630136986301364,-3.3516531289309093,-22.930543608307676,null,6.4008596422376191E-2,0,0,0,null,10.107472447851151,0,64.008596422376186,-32.632417642374712,-40.481507319716165,-26.7072574649616,-28.387913282232731,76.974639014325476,46.856880955422319,1.163805619643957,1.2015890117084964,0.96855547804085151,null,0.28746138844512625,0.67803392709339561,1.0686064657416652,null,0,0,0,0,0,0,null,0,0,0,0,0,0,0,0,0]
[null,null,null,null,null,null,null,1,2,2,12,36,129600,0.98630136986301364,-3.3516531289309093,-22.930543608307676,null,7.6068187052678954E-2,9.7320815126699552E-3,0,0,null,11.107472447851151,0,76.068187052678951,-15.543082193626541,-38.302409699287807,-12.837049251306579,-13.387913282232731,73.697327923897404,39.941534596917982,1.0133882550053743,1.0410861643872531,0.97339518060142438,null,0.23531519145584265,0.56396769348914244,0.89262019552244243,null,0,0,0,0,0,0,null,0.12793891756524009,0,0,3.7242809360000004E-2,0,0,2.8329929887637426E-3,0,0]
[null,null,null,null,null,null,null,1,2,2,13,37,133200,0.98630136986301364,-3.3516531289309093,-22.930543608307676,null,5.194900579207342E-2,0,0,0,null,12.107472447851151,0,51.949005792073422,1.8771468819462482,-37.738683641059879,1.5546538173447901,1.6120867177672693,72.744660179713151,37.763528517119482,0.98001059908205734,1.0056314406458386,0.9745226327178802,null,0.34456867320319823,0.82580983689481591,1.3070510005864338,null,0,0,0,0,0,0,null,0,0,0,0,0,0,0,0,0]
[null,null,null,null,null,null,null,1,2,2,14,38,136800,0.98630136986301364,-3.3516531289309093,-22.930543608307676,null,4.7310701703495439E-2,0,0,0,null,13.107472447851151,0,47.31070170349544,19.255651491642649,-38.6200617680786,15.879748624855109,16.612086717767269,74.213424815684121,41.085197021750787,1.0199497255609635,1.0485113029832853,0.97275987646384277,null,0.37834991567409998,0.90677158560999394,1.4351932555458879,null,0,0,0,0,0,0,null,0,0,0,0,0,0,0,0,0]
[null,null,null,null,null,null,null,1,2,2,15,39,140400,0.98630136986301364,-3.3516531289309093,-22.930543608307676,null,4.1744736797201858E-2,0,0,0,null,14.107472447851151,0,41.74473679720186,36.233725717037451,-41.216128812452069,29.578132393934037,31.612086717767269,77.956228778058431,48.793619362278896,1.2029190387302862,1.2448047086044494,0.96635161356264376,null,0.42879657109731334,1.0276744636913264,1.6265523562853397,null,0,0,0,0,0,0,null,0,0,0,0,0,0,0,0,0]
[null,null,null,null,null,null,null,1,2,2,16,40,144000,0.98630136986301364,-3.3516531289309093,-22.930543608307676,null,2.1336198807458729E-2,0,0,0,null,15.107472447851151,0,21.336198807458729,52.577120784486695,-46.426623780815255,42.332846370063542,46.612086717767269,83.640686663076082,59.19375520908585,1.4641089981326334,1.54,0.95072012865755418,null,0.85301042440782027,2.0247280403526284,3.1964456562974366,null,0,0,0,0,0,0,null,0,0,0,0,0,0,0,0,0]
[null,null,null,null,null,null,null,1,2,2,17,41,147600,0.98630136986301364,-3.3516531289309093,-22.930543608307676,null,9.2766081771559681E-4,0,0,0,null,16.107472447851151,0,0.92766081771559683,90,90,54.127200135415087,61.612086717767269,90.857223242295717,71.106144071701721,0,0,0,null,19.942633823380636,46.892138990111228,73.841644156841809,null,0,0,0,0,0,0,null,0,0,0,0,0,0,0,0,0]
[null,null,null,null,null,null,null,1,2,2,18,42,151200,0.98630136986301364,-3.3516531289309093,-22.930543608307676,null,0,0,0,0,null,17.107472447851151,0,0,90,90,65.180549517371915,76.612086717767269,99.203721112328722,83.878025179333846,0,0,0,null,0,0,0,null,0,0,0,0,0,0,null,0,0,0,0,0,0,0,0,0]
[null,null,null,null,null,null,null,1,2,2,19,43,154800,0.98630136986301364,-3.3516531289309093,-22.930543608307676,null,0,0,0,0,null,18.107472447851151,0,0,90,90,75.873753365905202,91.612086717767269,108.31915187651325,90,0,0,0,null,0,0,0,null,0,0,0,0,0,0,null,0,0,0,0,0,0,0,0,0]
[null,null,null,null,null,null,null,1,2,2,20,44,158400,0.98630136986301364,-3.3516531289309093,-22.930543608307676,null,0,0,0,0,null,19.107472447851151,0,0,90,90,86.733225865603657,106.61208671776727,117.87438210283052,90,0,0,0,null,0,0,0,null,0,0,0,0,0,0,null,0,0,0,0,0,0,0,0,0]
[null,null,null,null,null,null,null,1,2,2,21,45,162000,0.98630136986301364,-3.3516531289309093,-22.930543608307676,null,0,0,0,0,null,20.107472447851151,0,0,90,90,98.50151912057818,121.61208671776727,127.53007286811818,90,0,0,0,null,0,0,0,null,0,0,0,0,0,0,null,0,0,0,0,0,0,0,0,0]
[null,null,null,null,null,null,null,1,2,2,22,46,165600,0.98630136986301364,-3.3516531289309093,-22.930543608307676,null,0,0,0,0,null,21.107472447851151,0,0,90,90,112.3196825164468,136.61208671776728,136.85173560350796,90,0,0,0,null,0,0,0,null,0,0,0,0,0,0,null,0,0,0,0,0,0,0,0,0]
[null,null,null,null,null,null,null,1,2,2,23,47,169200,0.98630136986301364,-3.3516531289309093,-22.930543608307676,null,0,0,0,0,null,22.107472447851151,0,0,90,90,129.9965168361411,151.61208671776728,145.14039487638951,90,0,0,0,null,0,0,0,null,0,0,0,0,0,0,null,0,0,0,0,0,0,0,0,0]
[null,null,null,null,null,null,null,1,2,2,24,48,172800,0.98630136986301364,-3.3516531289309093,-22.930543608307676,null,0,0,0,0,null,23.107472447851151,0,0,90,90,153.77224828216262,166.61208671776728,151.14979357346132,90,0,0,0,null,0,0,0,null,0,0,0,0,0,0,null,0,0,0,0,0,0,0,0,0]
[null,null,null,null,null,null,null,1,3,3,1,49,176400,1.9726027397260273,-3.7946230880276857,-22.842655673793285,null,0,0,0,0,null,0.1000896151995385,0,0,90,90,-176.94950519242585,-178.49865577200691,153.01685818362824,90,0,0,0,null,0,0,0,null,0,0,0,0,0,0,null,0,0,0,0,0,0,0,0,0]
[null,null,null,null,null,null,null,1,3,3,2,50,180000,1.9726027397260273,-3.7946230880276857,-22.842655673793285,null,0,0,0,0,null,1.1000896151995385,0,0,90,90,-148.33061403399176,-163.49865577200691,150.09402317266088,90,0,0,0,null,0,0,0,null,0,0,0,0,0,0,null,0,0,0,0,0,0,0,0,0]
[null,null,null,null,null,null,null,1,3,3,3,51,183600,1.9726027397260273,-3.7946230880276857,-22.842655673793285,null,0,0,0,0,null,2.100089615199539,0,0,90,90,-125.97923882538133,-148.49865577200691,143.4831455348839,90,0,0,0,null,0,0,0,null,0,0,0,0,0,0,null,0,0,0,0,0,0,0,0,0]
[null,null,null,null,null,null,null,1,3,3,4,52,187200,1.9726027397260273,-3.7946230880276857,-22.842655673793285,null,0,0,0,0,null,3.100089615199539,0,0,90,90,-109.28805918416168,-133.49865577200691,134.90681554650789,90,0,0,0,null,0,0,0,null,0,0,0,0,0,0,null,0,0,0,0,0,0,0,0,0]
[null,null,null,null,null,null,null,1,3,3,5,53,190800,1.9726027397260273,-3.7946230880276857,-22.842655673793285,null,0,0,0,0,null,4.100089615199539,0,0,90,90,-96.011387010864908,-118.49865577200691,125.4735129745101,90,0,0,0,null,0,0,0,null,0,0,0,0,0,0,null,0,0,0,0,0,0,0,0,0]
[null,null,null,null,null,null,null,1,3,3,6,54,194400,1.9726027397260273,-3.7946230880276857,-22.842655673793285,null,0,0,0,0,null,5.1000896151995381,0,0,90,90,-84.501475331230225,-103.49865577200693,115.80791197790644,90,0,0,0,null,0,0,0,null,0,0,0,0,0,0,null,0,0,0,0,0,0,0,0,0]
[null,null,null,null,null,null,null,1,3,3,7,55,198000,1.9726027397260273,-3.7946230880276857,-22.842655673793285,null,0,0,0,0,null,6.1000896151995381,0,0,90,90,-73.722034436078474,-88.498655772006927,106.3152408192113,90,0,0,0,null,0,0,0,null,0,0,0,0,0,0,null,0,0,0,0,0,0,0,0,0]
[null,null,null,null,null,null,null,1,3,3,8,56,201600,1.9726027397260273,-3.7946230880276857,-22.842655673793285,null,0,0,0,0,null,7.1000896151995381,0,0,90,90,-62.985847326130795,-73.498655772006927,97.328078835185394,81.14623351137287,0,0,0,null,0,0,0,null,0,0,0,0,0,0,null,0,0,0,0,0,0,0,0,0]
[null,null,null,null,null,null,null,1,3,3,9,57,205200,1.9726027397260273,-3.7946230880276857,-22.842655673793285,null,3.7106432708623872E-3,0,0,0,null,8.1000896151995381,0,3.7106432708623873,-65.000392311371698,-53.674639078126489,-51.79847883598844,-58.498655772006927,89.180267738128336,68.506271774667653,1.3302677034042827,1.4549933307066811,0.91427752645311444,null,5.9827901470141907,12.72016643869684,19.457542730379487,null,0,0,0,0,0,0,null,0,0,0,0,0,0,0,0,0]
[null,null,null,null,null,null,null,1,3,3,10,58,208800,1.9726027397260273,-3.7946230880276857,-22.842655673793285,null,0.26658279143065272,0.25604050786929544,0.16959050786929539,6.4390507869295427E-2,null,9.1000896151995381,193.14685263997552,73.435938790677199,-49.220797394961465,-44.943931802700781,-39.807741567009941,-43.498655772006927,82.242401365525723,56.827727232936311,1.452352296239823,1.5205199348740368,0.95516820459189766,null,7.5398715318909459E-2,0.16917821198421973,0.26295770864953,null,0,0,0,0,0,0,null,0.96045399815651755,0.6361644986878745,0.241540376720249,3.4640932438182191E-2,3.7242809360000004E-2,3.7242809360000004E-2,9.2346764671312545E-3,9.9282920799084427E-3,9.9282920799084427E-3]
[null,null,null,null,null,null,null,1,3,3,11,59,212400,1.9726027397260273,-3.7946230880276857,-22.842655673793285,null,0.41738532977685533,0.36298378548532118,0.27645878548532116,0.17118378548532115,null,10.100089615199538,318.68399874848808,98.701331028367235,-32.740370678047562,-40.409205720098178,-26.835106167666385,-28.498655772006927,76.923438547184745,46.853098740641535,1.1653212331020899,1.2028844481365708,0.96877238283970546,null,4.3604790828968946E-2,0.10350148152810212,0.16339817222723529,null,0,0,0,0,0,0,null,0.86966110112059136,0.6623586546108915,0.41013369007684169,1.9100350899270292E-2,3.7242809360000004E-2,3.7242809360000004E-2,7.9722062589455862E-3,1.5544602266540156E-2,1.5544602266540156E-2]
[null,null,null,null,null,null,null,1,3,3,12,60,216000,1.9726027397260273,-3.7946230880276857,-22.842655673793285,null,0.42599925992563337,0.32847101928190586,0.24274601928190595,0.13827101928190591,null,11.100089615199538,297.68200769357492,128.31725223205842,-15.662616443773439,-38.222488022322111,-12.956380637846623,-13.498655772006929,73.626474985985212,39.894951459029741,1.0137874120491521,1.0413252328875469,0.97355502395535576,null,3.9436688230239589E-2,9.8122236191905646E-2,0.15680778415357169,null,0,0,0,0,0,0,null,0.77106007024342482,0.56982732628287214,0.32458042135106963,1.7378812157852835E-2,3.7242809360000004E-2,3.7242809360000004E-2,7.4033611176319075E-3,1.5865409224911454E-2,1.5865409224911454E-2]
[null,null,null,null,null,null,null,1,3,3,13,61,219600,1.9726027397260273,-3.7946230880276857,-22.842655673793285,null,0.4261060803330351,0.3207541457586906,0.23470414575869059,0.12990414575869055,null,12.100089615199538,286.53361057684594,139.57246975618915,1.7472671834575422,-37.649694457999395,1.4495036668667927,1.5013442279930711,72.654913339785551,37.671341477281814,0.97980979825833037,1.0052418015503726,0.97470061108400119,null,3.7314651758953807E-2,9.5985487857937771E-2,0.15465632395692178,null,0,0,0,0,0,0,null,0.75275655655511009,0.55081153870240718,0.30486339377546628,1.6530474940656834E-2,3.7242809360000004E-2,3.7242809360000004E-2,7.0437358830067447E-3,1.5869387516980072E-2,1.5869387516980072E-2]
[null,null,null,null,null,null,null,1,3,3,14,62,223200,1.9726027397260273,-3.7946230880276857,-22.842655673793285,null,0.35399528722848922,0.26700173879259564,0.18200173879259562,7.8251738792595629E-2,null,13.100089615199538,218.23477835220854,135.76050887628071,19.118436118071713,-38.517437854556441,15.793120458550018,16.501344227993073,74.107651947094439,40.962601978777926,1.01989791868153,1.0482368722361435,0.97296512429088711,null,4.3785893652294287E-2,0.11440830276889798,0.18503071188550166,null,0,0,0,0,0,0,null,0.75425224127420976,0.51413605027775722,0.22105305244385187,1.9176810657417873E-2,3.7242809360000004E-2,3.7242809360000004E-2,6.7885005967989933E-3,1.3183778996589068E-2,1.3183778996589068E-2]
[null,null,null,null,null,null,null,1,3,3,15,63,226800,1.9726027397260273,-3.7946230880276857,-22.842655673793285,null,0.27316902767011614,0.22456201773957507,0.14073701773957506,3.8162017739575102E-2,null,14.100089615199538,169.75535999114081,103.41366767897532,36.09294253856941,-41.091501058491389,29.511266562887553,31.501344227993073,77.838505476217009,48.659946261730433,1.2017512661173568,1.243115310462833,0.9667254968245258,null,5.7107499093341001E-2,0.14862592712754133,0.24014435516174162,null,0,0,0,0,0,0,null,0.8220625143885647,0.51520122518989098,0.1397011149655672,2.5180018355438392E-2,3.7242809360000004E-2,3.7242809360000004E-2,6.8784011308707822E-3,1.0173582020574702E-2,1.0173582020574702E-2]
[null,null,null,null,null,null,null,1,3,3,16,64,230400,1.9726027397260273,-3.7946230880276857,-22.842655673793285,null,0.12914674277912039,9.7601994146520196E-2,1.2426994146520211E-2,0,null,15.100089615199538,76.093318577071827,53.053424202048561,52.436133241251802,-46.26511934955726,42.284021123362749,46.501344227993073,83.515071404074149,59.059741127396826,1.4648551486050454,1.54,0.95120464195132814,null,0.12698732966149143,0.32056557609669178,0.51414382253189217,null,0,0,0,0,0,0,null,0.75574491501848284,9.6223829413755277E-2,0,3.7242809360000004E-2,3.7242809360000004E-2,0,4.8097875207877379E-3,4.8097875207877379E-3,0]
[null,null,null,null,null,null,null,1,3,3,17,65,234000,1.9726027397260273,-3.7946230880276857,-22.842655673793285,null,9.2766081771559681E-4,0,0,0,null,16.10008961519954,0,0.92766081771559683,90,90,54.09308459427519,61.501344227993101,90.726955729983843,70.975924318807884,0,0,0,null,18.864653616711411,45.814158783442004,72.763663950172585,null,0,0,0,0,0,0,null,{"$f":"IF($R67=0, 0, S67/$R67)","v":0},{"$f":"IF($R67=0, 0, T67/$R67)","v":0},{"$f":"IF($R67=0, 0, U67/$R67)","v":0},{"$f":"IF(AU67=0,0,IF(AJ67<0.08,2.10677665*AJ67^2+0.23807711*AJ67+0.00471327,2.10677665*0.08^2+0.23807711*0.08+0.00471327))","v":0},{"$f":"IF(AV67=0,0,IF(AK67<0.08,2.10677665*AK67^2+0.23807711*AK67+0.00471327,2.10677665*0.08^2+0.23807711*0.08+0.00471327))","v":0},{"$f":"IF(AW67=0,0,IF(AL67<0.08,2.10677665*AL67^2+0.23807711*AL67+0.00471327,2.10677665*0.08^2+0.23807711*0.08+0.00471327))","v":0},{"$f":"AX67*$R67","v":0},{"$f":"AY67*$R67","v":0},{"$f":"AZ67*$R67","v":0}]
[null,null,null,null,null,null,null,1,3,3,18,66,237600,1.9726027397260273,-3.7946230880276857,-22.842655673793285,null,0,0,0,0,null,17.10008961519954,0,0,90,90,65.157393946373119,76.501344227993101,99.071016126685223,83.752994685687483,0,0,0,null,0,0,0,null,0,0,0,0,0,0,null,0,0,0,0,0,0,0,0,0]
[null,null,null,null,null,null,null,1,3,3,19,67,241200,1.9726027397260273,-3.7946230880276857,-22.842655673793285,null,0,0,0,0,null,18.10008961519954,0,0,90,90,75.857799936638997,91.501344227993101,108.18534706888052,90,0,0,0,null,0,0,0,null,0,0,0,0,0,0,null,0,0,0,0,0,0,0,0,0]
[null,null,null,null,null,null,null,1,3,3,20,68,244800,1.9726027397260273,-3.7946230880276857,-22.842655673793285,null,0,0,0,0,null,19.10008961519954,0,0,90,90,86.720294487890612,106.5013442279931,117.74020892234793,90,0,0,0,null,0,0,0,null,0,0,0,0,0,0,null,0,0,0,0,0,0,0,0,0]
[null,null,null,null,null,null,null,1,3,3,21,69,248400,1.9726027397260273,-3.7946230880276857,-22.842655673793285,null,0,0,0,0,null,20.10008961519954,0,0,90,90,98.485569198337373,121.5013442279931,127.39600948045592,90,0,0,0,null,0,0,0,null,0,0,0,0,0,0,null,0,0,0,0,0,0,0,0,0]
[null,null,null,null,null,null,null,1,3,3,22,70,252000,1.9726027397260273,-3.7946230880276857,-22.842655673793285,null,0,0,0,0,null,21.10008961519954,0,0,90,90,112.2894212876124,136.50134422799309,136.7186795406931,90,0,0,0,null,0,0,0,null,0,0,0,0,0,0,null,0,0,0,0,0,0,0,0,0]
[null,null,null,null,null,null,null,1,3,3,23,71,255600,1.9726027397260273,-3.7946230880276857,-22.842655673793285,null,0,0,0,0,null,22.10008961519954,0,0,90,90,129.92861864793548,151.50134422799309,145.01146730938831,90,0,0,0,null,0,0,0,null,0,0,0,0,0,0,null,0,0,0,0,0,0,0,0,0]
[null,null,null,null,null,null,null,1,3,3,24,72,259200,1.9726027397260273,-3.7946230880276857,-22.842655673793285,null,0,0,0,0,null,23.10008961519954,0,0,90,90,153.6280569969127,166.50134422799309,151.03457691838153,90,0,0,0,null,0,0,0,null,0,0,0,0,0,0,null,0,0,0,0,0,0,0,0,0]
[null,null,null,null,null,null,null,1,4,4,1,73,262800,2.9589041095890409,-4.2329198961795029,-22.747998967417871,null,0,0,0,0,null,9.2784668397008233E-2,0,0,90,90,-177.17912008943162,-178.60822997404489,152.92588446740635,90,0,0,0,null,0,0,0,null,0,0,0,0,0,0,null,0,0,0,0,0,0,0,0,0]
[null,null,null,null,null,null,null,1,4,4,2,74,266400,2.9589041095890409,-4.2329198961795029,-22.747998967417871,null,0,0,0,0,null,1.0927846683970082,0,0,90,90,-148.58847757249558,-163.60822997404489,150.04293983768474,90,0,0,0,null,0,0,0,null,0,0,0,0,0,0,null,0,0,0,0,0,0,0,0,0]
[null,null,null,null,null,null,null,1,4,4,3,75,270000,2.9589041095890409,-4.2329198961795029,-22.747998967417871,null,0,0,0,0,null,2.0927846683970084,0,0,90,90,-126.2091549714581,-148.60822997404486,143.46224348338006,90,0,0,0,null,0,0,0,null,0,0,0,0,0,0,null,0,0,0,0,0,0,0,0,0]
[null,null,null,null,null,null,null,1,4,4,4,76,273600,2.9589041095890409,-4.2329198961795029,-22.747998967417871,null,0,0,0,0,null,3.0927846683970084,0,0,90,90,-109.4834131333003,-133.60822997404486,134.90245622957278,90,0,0,0,null,0,0,0,null,0,0,0,0,0,0,null,0,0,0,0,0,0,0,0,0]
[null,null,null,null,null,null,null,1,4,4,5,77,277200,2.9589041095890409,-4.2329198961795029,-22.747998967417871,null,0,0,0,0,null,4.0927846683970088,0,0,90,90,-96.181351251336565,-118.60822997404486,125.47588779925184,90,0,0,0,null,0,0,0,null,0,0,0,0,0,0,null,0,0,0,0,0,0,0,0,0]
[null,null,null,null,null,null,null,1,4,4,6,78,280800,2.9589041095890409,-4.2329198961795029,-22.747998967417871,null,0,0,0,0,null,5.0927846683970088,0,0,90,90,-84.655223071077899,-103.60822997404486,115.81044641031404,90,0,0,0,null,0,0,0,null,0,0,0,0,0,0,null,0,0,0,0,0,0,0,0,0]
[null,null,null,null,null,null,null,1,4,4,7,79,284400,2.9589041095890409,-4.2329198961795029,-22.747998967417871,null,0,0,0,0,null,6.0927846683970088,0,0,90,90,-73.866259191848613,-88.60822997404486,106.31308561211192,90,0,0,0,null,0,0,0,null,0,0,0,0,0,0,null,0,0,0,0,0,0,0,0,0]
[null,null,null,null,null,null,null,1,4,4,8,80,288000,2.9589041095890409,-4.2329198961795029,-22.747998967417871,null,0,0,0,0,null,7.0927846683970088,0,0,90,90,-63.1249860911269,-73.60822997404486,97.317170155466854,81.208306702181233,0,0,0,null,0,0,0,null,0,0,0,0,0,0,null,0,0,0,0,0,0,0,0,0]
[null,null,null,null,null,null,null,1,4,4,9,81,291600,2.9589041095890409,-4.2329198961795029,-22.747998967417871,null,2.7829824531467907E-3,0,0,0,null,8.0927846683970088,0,2.7829824531467908,-65.085692188290963,-53.632708920199498,-51.934939352900557,-58.608229974044868,89.156889439268141,68.551974408675349,1.329368542557317,1.4535432327990536,0.91457103755860336,null,9.8455525542455735,18.828720943155769,27.811889332065967,null,0,0,0,0,0,0,null,0,0,0,0,0,0,0,0,0]
[null,null,null,null,null,null,null,1,4,4,10,82,295200,2.9589041095890409,-4.2329198961795029,-22.747998967417871,null,0.3308923749418059,0.316942201840889,0.22391720184088901,0.11214220184088904,null,9.0927846683970088,247.71003630014238,83.182338641663506,-49.314906955988015,-44.874135446542915,-39.941730030396478,-43.608229974044868,82.203159274506675,56.850788922804774,1.4549184306414311,1.5228726738997005,0.95537759366037123,null,7.6157693281484432E-2,0.15171096042581425,0.22726422757014406,null,0,0,0,0,0,0,null,0.95784075379987133,0.67670704675582016,0.33890838935352169,3.5063965968238076E-2,3.7242809360000004E-2,3.7242809360000004E-2,1.1602398974108955E-2,1.232336163863532E-2,1.232336163863532E-2]
[null,null,null,null,null,null,null,1,4,4,11,83,298800,2.9589041095890409,-4.2329198961795029,-22.747998967417871,null,0.50189316992290067,0.4343240252998965,0.34214902529989649,0.23122402529989644,null,10.092784668397009,404.23757193565842,97.655597987242288,-32.845665042580698,-40.329242500324689,-26.964268177790675,-28.608229974044868,76.865654596401825,46.843840795762397,1.1668341710200461,1.2041479805109683,0.96901227249902588,null,4.6623467706473541E-2,9.6434864828774336E-2,0.14624626195107515,null,0,0,0,0,0,0,null,0.86537146015877453,0.68171683896885149,0.46070366993720274,2.0392851433415259E-2,3.7242809360000004E-2,3.7242809360000004E-2,1.0235032849683552E-2,1.8691911646524676E-2,1.8691911646524676E-2]
[null,null,null,null,null,null,null,1,4,4,12,84,302400,2.9589041095890409,-4.2329198961795029,-22.747998967417871,null,0.65150115840685796,0.52157457350553516,0.43109957350553513,0.32187457350553511,null,11.092784668397009,558.96776405769197,92.533394349165974,-15.78003599882266,-38.13558284078033,-13.075930331361054,-13.608229974044868,73.54893174892409,39.842109962498839,1.0141970747788969,1.0415600719976454,0.97372883431843926,null,3.3461183788695663E-2,7.1834100977566831E-2,0.11020701816643801,null,0,0,0,0,0,0,null,0.80057351667794807,0.66170192937142325,0.49405065417324501,1.503846613846036E-2,3.2686583542629703E-2,3.7242809360000004E-2,9.797578109869233E-3,2.1295347042385792E-2,2.4263733440365774E-2]
[null,null,null,null,null,null,null,1,4,4,13,85,306000,2.9589041095890409,-4.2329198961795029,-22.747998967417871,null,0.72146610676258993,0.56817559761071501,0.47660059761071499,0.36627559761071504,null,12.092784668397009,630.10113243232581,91.36497433026409,1.6188178690153241,-37.554028063401987,1.3453566860612827,1.3917700259551324,72.558545606328835,37.572721748742751,0.97962646137049891,1.0048564536070459,0.974891943873196,null,2.8552969858054281E-2,6.3204632307149275E-2,9.7856294756244272E-2,null,0,0,0,0,0,0,null,0.78752916080877289,0.66060012125773793,0.50768233486988179,1.3228674743517296E-2,2.8177051377500879E-2,3.7242809360000004E-2,9.5440404648340256E-3,2.0328787557375032E-2,2.6869424673860547E-2]
[null,null,null,null,null,null,null,1,4,4,14,86,309600,2.9589041095890409,-4.2329198961795029,-22.747998967417871,null,0.66395095342341404,0.54211334717046888,0.45341334717046877,0.34596334717046884,null,13.092784668397009,575.01813969679881,88.932813726615223,18.981925749734735,-38.408126567629836,15.708686131068228,16.391770025955132,73.995521704465375,40.834381994701211,1.019861387581058,1.0479638514994696,0.9731837468647403,null,3.0273320486041765E-2,6.7926704175148428E-2,0.10558008786425509,null,0,0,0,0,0,0,null,0.8164960745598222,0.68290186923087159,0.52106762613509117,1.3851460534326633E-2,3.0605809130835784E-2,3.7242809360000004E-2,9.1966904280729594E-3,2.0320756152713448E-2,2.4727398782738452E-2]
[null,null,null,null,null,null,null,1,4,4,15,87,313200,2.9589041095890409,-4.2329198961795029,-22.747998967417871,null,0.57473182019674773,0.53721404932246408,0.44933904932246405,0.34271404932246408,null,14.092784668397009,474.89274304503954,99.839077151708238,35.952211812295964,-40.959883002467016,29.447606626996006,31.391770025955132,77.714839902714516,48.521957637914831,1.2006088727864204,1.2414265417475516,0.96712035099259896,null,3.479883886219038E-2,7.8297387439928354E-2,0.12179593601766633,null,0,0,0,0,0,0,null,0.9347212568438612,0.7818238585931121,0.59630254890905976,1.5549297525163895E-2,3.6269639693331669E-2,3.7242809360000004E-2,8.9366760694182309E-3,2.0845316038828721E-2,2.1404627612713275E-2]
[null,null,null,null,null,null,null,1,4,4,16,88,316800,2.9589041095890409,-4.2329198961795029,-22.747998967417871,null,0.31594822359738983,0.32157219789576763,0.23294719789576762,0.12557219789576765,null,15.092784668397009,246.74113989443114,69.20708370295867,52.294699483402447,-46.096072201480567,42.239181098873345,46.391770025955132,83.384000295368054,58.922645864347039,1.4656361464291598,1.54,0.95171178339555829,null,6.6466586711245848E-2,0.14559347565320518,0.22472036459516451,null,0,0,0,0,0,0,null,1.017800303588807,0.7372954822895611,0.39744549428384585,2.9844775821585866E-2,3.7242809360000004E-2,3.7242809360000004E-2,9.4294039044923849E-3,1.1766799459068245E-2,1.1766799459068245E-2]
[null,null,null,null,null,null,null,1,4,4,17,89,320400,2.9589041095890409,-4.2329198961795029,-22.747998967417871,null,1.8553216354311936E-3,0,0,0,null,16.092784668397009,0,1.8553216354311937,90,90,54.063542662679538,61.391770025955132,90.591709707247375,70.843623872656735,0,0,0,null,12.073378314695303,25.548130898060599,39.022883481425893,null,0,0,0,0,0,0,null,0,0,0,0,0,0,0,0,0]
[null,null,null,null,null,null,null,1,4,4,18,90,324000,2.9589041095890409,-4.2329198961795029,-22.747998967417871,null,0,0,0,0,null,17.092784668397009,0,0,90,90,65.139296915851233,76.39177002595514,98.933740444832438,83.626684176742287,0,0,0,null,0,0,0,null,0,0,0,0,0,0,null,0,0,0,0,0,0,0,0,0]
[null,null,null,null,null,null,null,1,4,4,19,91,327600,2.9589041095890409,-4.2329198961795029,-22.747998967417871,null,0,0,0,0,null,18.092784668397005,0,0,90,90,75.847378175635498,91.391770025955083,108.04726743619129,90,0,0,0,null,0,0,0,null,0,0,0,0,0,0,null,0,0,0,0,0,0,0,0,0]
[null,null,null,null,null,null,null,1,4,4,20,92,331200,2.9589041095890409,-4.2329198961795029,-22.747998967417871,null,0,0,0,0,null,19.092784668397005,0,0,90,90,86.713435121638582,106.39177002595508,117.6019078281311,90,0,0,0,null,0,0,0,null,0,0,0,0,0,0,null,0,0,0,0,0,0,0,0,0]
[null,null,null,null,null,null,null,1,4,4,21,93,334800,2.9589041095890409,-4.2329198961795029,-22.747998967417871,null,0,0,0,0,null,20.092784668397005,0,0,90,90,98.476354454469984,121.39177002595508,127.25776909280701,90,0,0,0,null,0,0,0,null,0,0,0,0,0,0,null,0,0,0,0,0,0,0,0,0]
[null,null,null,null,null,null,null,1,4,4,22,94,338400,2.9589041095890409,-4.2329198961795029,-22.747998967417871,null,0,0,0,0,null,21.092784668397005,0,0,90,90,112.26666406742191,136.39177002595508,136.58112934446405,90,0,0,0,null,0,0,0,null,0,0,0,0,0,0,null,0,0,0,0,0,0,0,0,0]
[null,null,null,null,null,null,null,1,4,4,23,95,342000,2.9589041095890409,-4.2329198961795029,-22.747998967417871,null,0,0,0,0,null,22.092784668397005,0,0,90,90,129.8687913019364,151.39177002595508,144.8773655612743,90,0,0,0,null,0,0,0,null,0,0,0,0,0,0,null,0,0,0,0,0,0,0,0,0]
[null,null,null,null,null,null,null,1,4,4,24,96,345600,2.9589041095890409,-4.2329198961795029,-22.747998967417871,null,0,0,0,0,null,23.092784668397005,0,0,90,90,153.49105936946688,166.39177002595508,150.91314573345994,90,0,0,0,null,0,0,0,null,0,0,0,0,0,0,null,0,0,0,0,0,0,0,0,0]
[null,null,null,null,null,null,null,1,5,5,1,97,349200,3.9452054794520546,-4.6661367569342236,-22.646601538006376,null,0,0,0,0,null,8.5564387384429522E-2,0,0,90,90,-177.40551311372303,-178.71653418923356,152.82784471927678,90,0,0,0,null,0,0,0,null,0,0,0,0,0,0,null,0,0,0,0,0,0,0,0,0]
[null,null,null,null,null,null,null,1,5,5,2,98,352800,3.9452054794520546,-4.6661367569342236,-22.646601538006376,null,0,0,0,0,null,1.0855643873844296,0,0,90,90,-148.84843929264122,-163.71653418923356,149.98476811301222,90,0,0,0,null,0,0,0,null,0,0,0,0,0,0,null,0,0,0,0,0,0,0,0,0]
[null,null,null,null,null,null,null,1,5,5,3,99,356400,3.9452054794520546,-4.6661367569342236,-22.646601538006376,null,0,0,0,0,null,2.0855643873844296,0,0,90,90,-126.44370651010254,-148.71653418923356,143.43480904121085,90,0,0,0,null,0,0,0,null,0,0,0,0,0,0,null,0,0,0,0,0,0,0,0,0]
[null,null,null,null,null,null,null,1,5,5,4,100,360000,3.9452054794520546,-4.6661367569342236,-22.646601538006376,null,0,0,0,0,null,3.0855643873844296,0,0,90,90,-109.68383693273212,-133.71653418923356,134.89206778419822,90,0,0,0,null,0,0,0,null,0,0,0,0,0,0,null,0,0,0,0,0,0,0,0,0]
[null,null,null,null,null,null,null,1,5,5,5,101,363600,3.9452054794520546,-4.6661367569342236,-22.646601538006376,null,0,0,0,0,null,4.0855643873844301,0,0,90,90,-96.356103864626633,-118.71653418923356,125.47251465753079,90,0,0,0,null,0,0,0,null,0,0,0,0,0,0,null,0,0,0,0,0,0,0,0,0]
[null,null,null,null,null,null,null,1,5,5,6,102,367200,3.9452054794520546,-4.6661367569342236,-22.646601538006376,null,0,0,0,0,null,5.0855643873844292,0,0,90,90,-84.813312326322531,-103.71653418923356,115.80731722215046,90,0,0,0,null,0,0,0,null,0,0,0,0,0,0,null,0,0,0,0,0,0,0,0,0]
[null,null,null,null,null,null,null,1,5,5,7,103,370800,3.9452054794520546,-4.6661367569342236,-22.646601538006376,null,0,0,0,0,null,6.0855643873844292,0,0,90,90,-74.014354582982889,-88.716534189233556,106.30520420052341,90,0,0,0,null,0,0,0,null,0,0,0,0,0,0,null,0,0,0,0,0,0,0,0,0]
[null,null,null,null,null,null,null,1,5,5,8,104,374400,3.9452054794520546,-4.6661367569342236,-22.646601538006376,null,0,0,0,0,null,7.0855643873844292,0,0,90,90,-63.267503493238621,-73.716534189233556,97.300368512580675,81.267158291857967,0,0,0,null,0,0,0,null,0,0,0,0,0,0,null,0,0,0,0,0,0,0,0,0]
[null,null,null,null,null,null,null,1,5,5,9,105,378000,3.9452054794520546,-4.6661367569342236,-22.646601538006376,null,1.8553216354311936E-3,0,0,0,null,8.0855643873844301,0,1.8553216354311937,-65.167716649771208,-53.580466739690912,-52.074218658642401,-58.716534189233549,89.127386699670481,68.593806060197991,1.3286242941553614,1.4521488169538894,0.91493673282216348,null,14.067641697033368,27.542394280398664,41.017146863763955,null,0,0,0,0,0,0,null,0,0,0,0,0,0,0,0,0]
[null,null,null,null,null,null,null,1,5,5,10,106,381600,3.9452054794520546,-4.6661367569342236,-22.646601538006376,null,2.6902163713752307E-2,0,0,0,null,9.0855643873844301,0,26.902163713752309,-49.405904838523981,-44.79549774843349,-40.077843422076235,-43.716534189233549,82.157542553841452,56.869220987547187,1.4574516663871349,1.5251476209630996,0.95561350675469947,null,0.94416197411718195,1.8734552557285815,2.8027485373399816,null,0,0,0,0,0,0,null,0,0,0,0,0,0,0,0,0]
[null,null,null,null,null,null,null,1,5,5,11,107,385200,3.9452054794520546,-4.6661367569342236,-22.646601538006376,null,4.6383040885779839E-2,0,0,0,null,10.08556438738443,0,46.383040885779842,-32.948192274155744,-40.241601784295071,-27.094667230595256,-28.716534189233549,76.801287526140129,46.829098758810012,1.1683432934217974,1.2053783072898689,0.96927519464711476,null,0.53683414292127329,1.0758242462558851,1.614814349590497,null,0,0,0,0,0,0,null,0,0,0,0,0,0,0,0,0]
[null,null,null,null,null,null,null,1,5,5,12,108,388800,3.9452054794520546,-4.6661367569342236,-22.646601538006376,null,5.0093684156642226E-2,0,0,0,null,11.08556438738443,0,50.093684156642226,-15.895219615500634,-38.041703193669548,-13.195623073726201,-13.716534189233549,73.464710961692788,39.78301795820682,1.0146169958340947,1.0417904392310013,0.97391659361266092,null,0.48908361228511071,0.98814852278012166,1.4872134332751326,null,0,0,0,0,0,0,null,0,0,0,0,0,0,0,0,0]
[null,null,null,null,null,null,null,1,5,5,13,109,392400,3.9452054794520546,-4.6661367569342236,-22.646601538006376,null,5.8442631516082602E-2,0,0,0,null,12.08556438738443,0,58.442631516082599,1.4919310384025215,-37.451710783206742,1.2422877546027149,1.2834658107664509,72.455582369624892,37.467691455759251,0.97946090898600202,1.0044757931152075,0.97509657843358655,null,0.41408128573643188,0.84185120901786992,1.2696211322993078,null,0,0,0,0,0,0,null,0,0,0,0,0,0,0,0,0]
[null,null,null,null,null,null,null,1,5,5,14,110,396000,3.9452054794520546,-4.6661367569342236,-22.646601538006376,null,7.0502222146385365E-2,0,0,0,null,13.08556438738443,0,70.502222146385364,18.846258535094154,-38.292168967318233,15.626519110952936,16.283465810766451,73.877072129352669,40.700583215353511,1.0198403051448046,1.0476925170701883,0.97341566206536356,null,0.34041480210607056,0.69501355429989409,1.0496123064937175,null,0,0,0,0,0,0,null,0,0,0,0,0,0,0,0,0]
[null,null,null,null,null,null,null,1,5,5,15,111,399600,3.9452054794520546,-4.6661367569342236,-22.646601538006376,null,5.1021344974357834E-2,0,0,0,null,14.08556438738443,0,51.021344974357831,35.811671863269332,-40.821330034448586,29.387221775917624,31.283465810766451,77.585281952888906,48.379724585600286,1.1994931532440807,1.2397400623592321,0.96753600989665423,null,0.46843139889808072,0.95842240192954586,1.4484134049610113,null,0,0,0,0,0,0,null,0,0,0,0,0,0,0,0,0]
[null,null,null,null,null,null,null,1,5,5,16,112,403200,3.9452054794520546,-4.6661367569342236,-22.646601538006376,null,2.3191520442889919E-2,0,0,0,null,15.08556438738443,0,23.191520442889921,52.152953265802985,-45.919549508786332,42.198388031064013,46.283465810766451,83.247533230761547,58.782554521420742,1.4664516812694071,1.54,0.95224135147364097,null,1.0348609984024546,2.1128412050716783,3.1908214117409019,null,0,0,0,0,0,0,null,0,0,0,0,0,0,0,0,0]
[null,null,null,null,null,null,null,1,5,5,17,113,406800,3.9452054794520546,-4.6661367569342236,-22.646601538006376,null,9.2766081771559681E-4,0,0,0,null,16.08556438738443,0,0.92766081771559683,90,90,54.03862661447895,61.283465810766451,90.451552545033849,70.709332139999006,0,0,0,null,26.626111104729823,53.575616271460412,80.525121438191007,null,0,0,0,0,0,0,null,0,0,0,0,0,0,0,0,0]
[null,null,null,null,null,null,null,1,5,5,18,114,410400,3.9452054794520546,-4.6661367569342236,-22.646601538006376,null,0,0,0,0,null,17.08556438738443,0,0,90,90,65.126300646026522,76.283465810766444,98.791966349132011,83.499181476316124,0,0,0,null,0,0,0,null,0,0,0,0,0,0,null,0,0,0,0,0,0,0,0,0]
[null,null,null,null,null,null,null,1,5,5,19,115,414000,3.9452054794520546,-4.6661367569342236,-22.646601538006376,null,0,0,0,0,null,18.08556438738443,0,0,90,90,75.842520556365997,91.283465810766444,107.90498799688648,90,0,0,0,null,0,0,0,null,0,0,0,0,0,0,null,0,0,0,0,0,0,0,0,0]
[null,null,null,null,null,null,null,1,5,5,20,116,417600,3.9452054794520546,-4.6661367569342236,-22.646601538006376,null,0,0,0,0,null,19.08556438738443,0,0,90,90,86.712671270249444,106.28346581076644,117.45955499534095,90,0,0,0,null,0,0,0,null,0,0,0,0,0,0,null,0,0,0,0,0,0,0,0,0]
[null,null,null,null,null,null,null,1,5,5,21,117,421200,3.9452054794520546,-4.6661367569342236,-22.646601538006376,null,0,0,0,0,null,20.08556438738443,0,0,90,90,98.473891079015118,121.28346581076644,127.11542817665858,90,0,0,0,null,0,0,0,null,0,0,0,0,0,0,null,0,0,0,0,0,0,0,0,0]
[null,null,null,null,null,null,null,1,5,5,22,118,424800,3.9452054794520546,-4.6661367569342236,-22.646601538006376,null,0,0,0,0,null,21.08556438738443,0,0,90,90,112.25142558995132,136.28346581076644,136.4391617424609,90,0,0,0,null,0,0,0,null,0,0,0,0,0,0,null,0,0,0,0,0,0,0,0,0]
[null,null,null,null,null,null,null,1,5,5,23,119,428400,3.9452054794520546,-4.6661367569342236,-22.646601538006376,null,0,0,0,0,null,22.08556438738443,0,0,90,90,129.81707229324761,151.28346581076644,144.73816661432818,90,0,0,0,null,0,0,0,null,0,0,0,0,0,0,null,0,0,0,0,0,0,0,0,0]
[null,null,null,null,null,null,null,1,5,5,24,120,432000,3.9452054794520546,-4.6661367569342236,-22.646601538006376,null,0,0,0,0,null,23.08556438738443,0,0,90,90,153.36139387188592,166.28346581076644,150.78557030365323,90,0,0,0,null,0,0,0,null,0,0,0,0,0,0,null,0,0,0,0,0,0,0,0,0]
[null,null,null,null,null,null,null,1,6,6,1,121,435600,4.9315068493150687,-5.0938729072457285,-22.538493431805485,null,0,0,0,0,null,7.8435451545904464E-2,0,0,90,90,-177.62837941578556,-178.82346822681143,152.72277639029929,90,0,0,0,null,0,0,0,null,0,0,0,0,0,0,null,0,0,0,0,0,0,0,0,0]
[null,null,null,null,null,null,null,1,6,6,2,122,439200,4.9315068493150687,-5.0938729072457285,-22.538493431805485,null,0,0,0,0,null,1.0784354515459045,0,0,90,90,-149.11015524694159,-163.82346822681143,149.91949016960638,90,0,0,0,null,0,0,0,null,0,0,0,0,0,0,null,0,0,0,0,0,0,0,0,0]
[null,null,null,null,null,null,null,1,6,6,3,123,442800,4.9315068493150687,-5.0938729072457285,-22.538493431805485,null,0,0,0,0,null,2.0784354515459049,0,0,90,90,-126.68264048772464,-148.82346822681143,143.40079177742956,90,0,0,0,null,0,0,0,null,0,0,0,0,0,0,null,0,0,0,0,0,0,0,0,0]
[null,null,null,null,null,null,null,1,6,6,4,124,446400,4.9315068493150687,-5.0938729072457285,-22.538493431805485,null,0,0,0,0,null,3.0784354515459049,0,0,90,90,-109.88915433816261,-133.82346822681143,134.87559097122315,90,0,0,0,null,0,0,0,null,0,0,0,0,0,0,null,0,0,0,0,0,0,0,0,0]
[null,null,null,null,null,null,null,1,6,6,5,125,450000,4.9315068493150687,-5.0938729072457285,-22.538493431805485,null,0,0,0,0,null,4.0784354515459045,0,0,90,90,-96.535512327219749,-118.82346822681143,125.46333628990439,90,0,0,0,null,0,0,0,null,0,0,0,0,0,0,null,0,0,0,0,0,0,0,0,0]
[null,null,null,null,null,null,null,1,6,6,6,126,453600,4.9315068493150687,-5.0938729072457285,-22.538493431805485,null,0,0,0,0,null,5.0784354515459045,0,0,90,90,-84.975634512520116,-103.82346822681143,115.79847354847159,90,0,0,0,null,0,0,0,null,0,0,0,0,0,0,null,0,0,0,0,0,0,0,0,0]
[null,null,null,null,null,null,null,1,6,6,7,127,457200,4.9315068493150687,-5.0938729072457285,-22.538493431805485,null,0,0,0,0,null,6.0784354515459045,0,0,90,90,-74.166225562592317,-88.823468226811428,106.29155426576203,90,0,0,0,null,0,0,0,null,0,0,0,0,0,0,null,0,0,0,0,0,0,0,0,0]
[null,null,null,null,null,null,null,1,6,6,8,128,460800,4.9315068493150687,-5.0938729072457285,-22.538493431805485,null,0,0,0,0,null,7.0784354515459045,0,0,90,90,-63.413312530410806,-73.823468226811428,97.277641491281301,81.322727356665709,0,0,0,null,0,0,0,null,0,0,0,0,0,0,null,0,0,0,0,0,0,0,0,0]
[null,null,null,null,null,null,null,1,6,6,9,129,464400,4.9315068493150687,-5.0938729072457285,-22.538493431805485,null,4.6383040885779837E-3,0,0,0,null,8.0784354515459054,0,4.6383040885779838,-65.246380961967944,-53.517773075061228,-52.216234875719522,-58.823468226811421,89.091738002723901,68.631722129249042,1.3280374522236453,1.4508115236465449,0.91537558847457123,null,6.3600832193484198,11.749984252694537,17.139885286040656,null,0,0,0,0,0,0,null,{"$f":"IF($R131=0, 0, S131/$R131)","v":0},{"$f":"IF($R131=0, 0, T131/$R131)","v":0},{"$f":"IF($R131=0, 0, U131/$R131)","v":0},{"$f":"IF(AU131=0,0,IF(AJ131<0.08,2.10677665*AJ131^2+0.23807711*AJ131+0.00471327,2.10677665*0.08^2+0.23807711*0.08+0.00471327))","v":0},{"$f":"IF(AV131=0,0,IF(AK131<0.08,2.10677665*AK131^2+0.23807711*AK131+0.00471327,2.10677665*0.08^2+0.23807711*0.08+0.00471327))","v":0},{"$f":"IF(AW131=0,0,IF(AL131<0.08,2.10677665*AL131^2+0.23807711*AL131+0.00471327,2.10677665*0.08^2+0.23807711*0.08+0.00471327))","v":0},{"$f":"AX131*$R131","v":0},{"$f":"AY131*$R131","v":0},{"$f":"AZ131*$R131","v":0}]
[null,null,null,null,null,null,null,1,6,6,10,130,468000,4.9315068493150687,-5.0938729072457285,-22.538493431805485,null,0.23272884140513564,0.17745473326520736,7.9629733265207364E-2,0,null,9.0784354515459036,149.15369485582966,83.57514654930597,-49.493697552807525,-44.70796101370059,-40.216003377185217,-43.823468226811443,82.105541289592523,56.882997435528146,1.459950159685975,1.5273424388201882,0.95587611695889818,null,0.11859295063457036,0.22601410157168117,0.33343525250879197,null,0,0,0,0,0,0,null,0.7624956674634632,0.34215670384654856,0,3.7242809360000004E-2,3.7242809360000004E-2,0,8.6674758730251426E-3,8.6674758730251426E-3,0]
[null,null,null,null,null,null,null,1,6,6,11,131,471600,4.9315068493150687,-5.0938729072457285,-22.538493431805485,null,0.37632466458750591,0.28907996572697164,0.19120496572697163,7.4579965726971606E-2,null,10.078435451545904,272.40484958345144,103.9198150040545,-33.047847199459042,-40.14626965577704,-27.22622728480879,-28.823468226811446,76.730339451919718,46.808866081919867,1.1698474858377397,1.2065741663935086,0.9695611910326688,null,6.9089279674237988E-2,0.13552127936100528,0.20195327904777258,null,0,0,0,0,0,0,null,0.76816640770499522,0.5080851289313012,0.19817985039253175,3.1218183202251115E-2,3.7242809360000004E-2,3.7242809360000004E-2,1.1748172322618463E-2,1.4015387740698427E-2,1.4015387740698427E-2]
[null,null,null,null,null,null,null,1,6,6,12,132,475200,4.9315068493150687,-5.0938729072457285,-22.538493431805485,null,0.42598242783856211,0.29657707057389854,0.19792707057389849,8.0527070573898504E-2,null,11.078435451545904,295.37370557919093,130.60872225937118,-16.008049132824116,-37.940860064613268,-13.315383914926006,-13.823468226811446,73.373827047314904,39.717684740064989,1.0150469292401882,1.0420160982656483,0.97411827987077348,null,5.7983612435207658E-2,0.11667147927246238,0.1753593461097171,null,0,0,0,0,0,0,null,0.69621902499296207,0.46463670245315486,0.18903847978540672,2.5601033199406813E-2,3.7242809360000004E-2,3.7242809360000004E-2,1.0905590277458946E-2,1.5864782350701528E-2,1.5864782350701528E-2]
[null,null,null,null,null,null,null,1,6,6,13,133,478800,4.9315068493150687,-5.0938729072457285,-22.538493431805485,null,0.38541910182796629,0.25083193082622535,0.15045693082622538,3.1331930826225374E-2,null,12.078435451545904,243.23264221659753,142.18645961136878,1.3667361996371481,-37.342770590049966,1.1403714524403894,1.1765317731885538,72.34605063066256,37.356273997761249,0.97931345155059613,1.0041002085989115,0.97531445881990009,null,6.2269876833225865E-2,0.12713433186783615,0.19199878690244643,null,0,0,0,0,0,0,null,0.65080305993288678,0.39037227296892663,8.1293144729008615E-2,2.7707407909154685E-2,3.7242809360000004E-2,3.7242809360000004E-2,1.0678964270327489E-2,1.4354090133081377E-2,1.4354090133081377E-2]
[null,null,null,null,null,null,null,1,6,6,14,134,482400,4.9315068493150687,-5.0938729072457285,-22.538493431805485,null,0.40676917574589083,0.28062529426912275,0.17905029426912281,5.8725294269122832E-2,null,13.078435451545904,276.53488444756562,130.23429129832522,18.711570707764274,-38.169607270991499,15.546692518527191,16.176531773188554,73.752342824696981,40.561253618369683,1.0198348385775471,1.0474231414155286,0.97366078545801693,null,5.8018162159718188E-2,0.11947807970179254,0.18093799724386686,null,0,0,0,0,0,0,null,0.68988829784002537,0.44017665286657742,0.14437006973657363,2.5617702299271843E-2,3.7242809360000004E-2,3.7242809360000004E-2,1.042049164877842E-2,1.5149226865828549E-2,1.5149226865828549E-2]
[null,null,null,null,null,null,null,1,6,6,15,135,486000,4.9315068493150687,-5.0938729072457285,-22.538493431805485,null,0.32033427358013311,0.23673161446397215,0.13415661446397215,1.283161446397218E-2,null,14.078435451545904,211.81942673706115,108.51484684307198,35.671459784220076,-40.675897905901927,29.33018063226951,31.176531773188554,77.449883006298094,48.233320343547518,1.1984053904381096,1.238057517410641,0.96797230628229414,null,7.3673040777812213E-2,0.151716516178037,0.2297599915782618,null,0,0,0,0,0,0,null,0.73901431719498045,0.41880193762785811,4.0056951510567262E-2,3.3688121939921128E-2,3.7242809360000004E-2,3.7242809360000004E-2,1.0791460069903579E-2,1.1930148282418984E-2,1.1930148282418984E-2]
[null,null,null,null,null,null,null,1,6,6,16,136,489600,4.9315068493150687,-5.0938729072457285,-22.538493431805485,null,0.16437195594959017,0.10428865625067232,3.1136562506723139E-3,0,null,15.078435451545904,101.48195096636374,62.890004983226419,52.011027646875348,-45.735617374483667,42.161702708976463,46.176531773188557,83.105731436758944,58.639553978762535,1.4673014477298856,1.54,0.95279314787654901,null,0.14844381366054332,0.30053788503405088,0.45263195640755843,null,0,0,0,0,0,0,null,0.63446745308947783,1.894274624089291E-2,0,3.7242809360000004E-2,3.7242809360000004E-2,0,6.1216734195609053E-3,6.1216734195609053E-3,0]
[null,null,null,null,null,null,null,1,6,6,17,137,493200,4.9315068493150687,-5.0938729072457285,-22.538493431805485,null,9.2766081771559681E-4,0,0,0,null,16.078435451545904,0,0.92766081771559683,90,90,54.018387316839885,61.176531773188557,90.30655270708661,70.573139631871612,0,0,0,null,27.488495270065201,54.438000436795789,81.387505603526378,null,0,0,0,0,0,0,null,0,0,0,0,0,0,0,0,0]
[null,null,null,null,null,null,null,1,6,6,18,138,496800,4.9315068493150687,-5.0938729072457285,-22.538493431805485,null,0,0,0,0,null,17.078435451545904,0,0,90,90,65.118445454086213,76.176531773188557,98.645766903572195,83.370574780933026,0,0,0,null,0,0,0,null,0,0,0,0,0,0,null,0,0,0,0,0,0,0,0,0]
[null,null,null,null,null,null,null,1,6,6,19,139,500400,4.9315068493150687,-5.0938729072457285,-22.538493431805485,null,0,0,0,0,null,18.078435451545904,0,0,90,90,75.843257099465944,91.176531773188557,107.75858419774625,90,0,0,0,null,0,0,0,null,0,0,0,0,0,0,null,0,0,0,0,0,0,0,0,0]
[null,null,null,null,null,null,null,1,6,6,20,140,504000,4.9315068493150687,-5.0938729072457285,-22.538493431805485,null,0,0,0,0,null,19.078435451545904,0,0,90,90,86.718023288976156,106.17653177318856,117.31322666334654,90,0,0,0,null,0,0,0,null,0,0,0,0,0,0,null,0,0,0,0,0,0,0,0,0]
[null,null,null,null,null,null,null,1,6,6,21,141,507600,4.9315068493150687,-5.0938729072457285,-22.538493431805485,null,0,0,0,0,null,20.078435451545904,0,0,90,90,98.478191072337466,121.17653177318856,126.96906293515266,90,0,0,0,null,0,0,0,null,0,0,0,0,0,0,null,0,0,0,0,0,0,0,0,0]
[null,null,null,null,null,null,null,1,6,6,22,142,511200,4.9315068493150687,-5.0938729072457285,-22.538493431805485,null,0,0,0,0,null,21.078435451545904,0,0,90,90,112.24371459228851,136.17653177318854,136.29285298877102,90,0,0,0,null,0,0,0,null,0,0,0,0,0,0,null,0,0,0,0,0,0,0,0,0]
[null,null,null,null,null,null,null,1,6,6,23,143,514800,4.9315068493150687,-5.0938729072457285,-22.538493431805485,null,0,0,0,0,null,22.078435451545904,0,0,90,90,129.77348978804508,151.17653177318854,144.59394717523662,90,0,0,0,null,0,0,0,null,0,0,0,0,0,0,null,0,0,0,0,0,0,0,0,0]
[null,null,null,null,null,null,null,1,6,6,24,144,518400,4.9315068493150687,-5.0938729072457285,-22.538493431805485,null,0,0,0,0,null,23.078435451545904,0,0,90,90,153.23918513865439,166.17653177318854,150.65192189302238,90,0,0,0,null,0,0,0,null,0,0,0,0,0,0,null,0,0,0,0,0,0,0,0,0]
[null,null,null,null,null,null,null,1,7,7,1,145,522000,5.9178082191780819,-5.515734059066701,-22.423706683580221,null,0,0,0,0,null,7.1404432348888283E-2,0,0,90,90,-177.8474258388805,-178.92893351476667,152.61072009180265,90,0,0,0,null,0,0,0,null,0,0,0,0,0,0,null,0,0,0,0,0,0,0,0,0]
[null,null,null,null,null,null,null,1,7,7,2,146,525600,5.9178082191780819,-5.515734059066701,-22.423706683580221,null,0,0,0,0,null,1.0714044323488883,0,0,90,90,-149.37328162919539,-163.92893351476667,149.84709201945057,90,0,0,0,null,0,0,0,null,0,0,0,0,0,0,null,0,0,0,0,0,0,0,0,0]
[null,null,null,null,null,null,null,1,7,7,3,147,529200,5.9178082191780819,-5.515734059066701,-22.423706683580221,null,0,0,0,0,null,2.071404432348888,0,0,90,90,-126.92569913462573,-148.92893351476667,143.3601441695775,90,0,0,0,null,0,0,0,null,0,0,0,0,0,0,null,0,0,0,0,0,0,0,0,0]
[null,null,null,null,null,null,null,1,7,7,4,148,532800,5.9178082191780819,-5.515734059066701,-22.423706683580221,null,0,0,0,0,null,3.071404432348888,0,0,90,90,-110.09918459132942,-133.92893351476667,134.85296873311177,90,0,0,0,null,0,0,0,null,0,0,0,0,0,0,null,0,0,0,0,0,0,0,0,0]
[null,null,null,null,null,null,null,1,7,7,5,149,536400,5.9178082191780819,-5.515734059066701,-22.423706683580221,null,0,0,0,0,null,4.0714044323488885,0,0,90,90,-96.719440796567383,-118.92893351476667,125.44829731841601,90,0,0,0,null,0,0,0,null,0,0,0,0,0,0,null,0,0,0,0,0,0,0,0,0]
[null,null,null,null,null,null,null,1,7,7,6,150,540000,5.9178082191780819,-5.515734059066701,-22.423706683580221,null,0,0,0,0,null,5.0714044323488885,0,0,90,90,-85.14207875660027,-103.92893351476667,115.78386633336478,90,0,0,0,null,0,0,0,null,0,0,0,0,0,0,null,0,0,0,0,0,0,0,0,0]
[null,null,null,null,null,null,null,1,7,7,7,151,543600,5.9178082191780819,-5.515734059066701,-22.423706683580221,null,0,0,0,0,null,6.0714044323488885,0,0,90,90,-74.321775591278552,-88.928933514766669,106.27209531561883,90,0,0,0,null,0,0,0,null,0,0,0,0,0,0,null,0,0,0,0,0,0,0,0,0]
[null,null,null,null,null,null,null,1,7,7,8,152,547200,5.9178082191780819,-5.515734059066701,-22.423706683580221,null,0,0,0,0,null,7.0714044323488885,0,0,90,90,-63.562325336541754,-73.928933514766669,97.248958537104187,81.37495432047524,0,0,0,null,0,0,0,null,0,0,0,0,0,0,null,0,0,0,0,0,0,0,0,0]
[null,null,null,null,null,null,null,1,7,7,9,153,550800,5.9178082191780819,-5.515734059066701,-22.423706683580221,null,2.7829824531467907E-3,0,0,0,null,8.0714044323488885,0,2.7829824531467908,-65.321603476271818,-53.444486164736396,-52.36090576843705,-58.928933514766669,89.049923704066657,68.665679730879916,1.3276105081495573,1.4495327409033791,0.91588859684684509,null,10.061148595579418,19.044316984489615,28.027485373399809,null,0,0,0,0,0,0,null,0,0,0,0,0,0,0,0,0]
[null,null,null,null,null,null,null,1,7,7,10,154,554400,5.9178082191780819,-5.515734059066701,-22.423706683580221,null,8.342527876886395E-2,5.4096975366471544E-3,0,0,null,9.0714044323488867,27.310877318302946,56.114401450561004,-49.578194933428705,-44.611468843657768,-40.356131558879589,-43.928933514766697,82.047147409717468,56.892094183198786,1.4624121266471417,1.5294548733357178,0.95616559346902663,null,0.31764952291523363,0.61731888415601999,0.91698824539680646,null,0,0,0,0,0,0,null,6.4844824212516333E-2,0,0,3.7242809360000004E-2,0,0,3.1069917529936561E-3,0,0]
[null,null,null,null,null,null,null,1,7,7,11,155,558000,5.9178082191780819,-5.515734059066701,-22.423706683580221,null,0.15251613661165409,6.4549125667263313E-2,0,0,null,10.071404432348887,52.041882302323536,100.47425430933055,-33.14452804975361,-40.043234253875362,-27.358872566086621,-28.928933514766697,76.652814261334115,46.783138049141172,1.1713456600203647,1.2077343365970432,0.96987029723837392,null,0.16457274985866682,0.32848983139120347,0.49240691292374006,null,0,0,0,0,0,0,null,0.4232281717941902,0,0,3.7242809360000004E-2,0,0,5.6801294001515498E-3,0,0]
[null,null,null,null,null,null,null,1,7,7,12,156,561600,5.9178082191780819,-5.515734059066701,-22.423706683580221,null,0.20062014610887299,0.10114839289979702,1.1423392899797043E-2,0,null,11.071404432348887,63.909990836188157,136.71015527268486,-16.118409621902412,-37.83306642707911,-13.435138250097515,-13.928933514766699,73.276296116322683,39.646121061457549,1.0154866305755983,1.042236819243805,0.9743338671458418,null,0.11863215365761005,0.24324576044081386,0.36785936722401769,null,0,0,0,0,0,0,null,0.50417864238273247,5.6940407637814057E-2,0,3.7242809360000004E-2,3.7242809360000004E-2,0,7.4716578553081035E-3,7.4716578553081035E-3,0]
[null,null,null,null,null,null,null,1,7,7,13,157,565200,5.9178082191780819,-5.515734059066701,-22.423706683580221,null,0.20742186594356071,0.10751889494202846,1.8893894942028446E-2,0,null,12.071404432348887,62.893759618731096,144.52810632482959,1.243360086796395,-37.227237114862241,1.0396820279731205,1.0710664852333007,72.229979008527678,37.238494064560271,0.97918438887906223,1.0037300802603892,0.97554552577027553,null,0.11088512725200475,0.23141243948244469,0.35193975171288466,null,0,0,0,0,0,0,null,0.51835853685398936,9.1089214997079698E-2,0,3.7242809360000004E-2,3.7242809360000004E-2,0,7.7249730104315085E-3,7.7249730104315085E-3,0]
[null,null,null,null,null,null,null,1,7,7,14,158,568800,5.9178082191780819,-5.515734059066701,-22.423706683580221,null,0.19839838678493632,0.10388185776595414,1.4631857765954142E-2,0,null,13.071404432348887,69.283057054825477,129.11532973011083,18.577996384169008,-38.040484844393646,15.469279096293832,16.071066485233303,73.621374956355609,40.416443043550117,1.019845149061515,1.047155992768338,0.97391903031121263,null,0.11340818020052744,0.2394172693122246,0.36542635842392174,null,0,0,0,0,0,0,null,0.52360233089275054,7.3749882763991748E-2,0,3.7242809360000004E-2,3.7242809360000004E-2,0,7.3889132963629277E-3,7.3889132963629277E-3,0]
[null,null,null,null,null,null,null,1,7,7,15,159,572400,5.9178082191780819,-5.515734059066701,-22.423706683580221,null,0.10638449939448724,2.6732049224045453E-2,0,0,null,14.071404432348887,21.377782442644481,85.006716951842748,35.531711230811446,-40.52364271429613,29.276551221384828,31.071066485233303,77.30869592135312,48.082820317099817,1.197346853749256,1.2363805347697374,0.96842907185711158,null,0.21337694992411926,0.44837359080971323,0.68337023169530708,null,0,0,0,0,0,0,null,0.25127767086556113,0,0,3.7242809360000004E-2,0,0,3.9620576298079243E-3,0,0]
[null,null,null,null,null,null,null,1,7,7,16,160,576000,5.9178082191780819,-5.515734059066701,-22.423706683580221,null,3.710643270862387E-2,0,0,0,null,15.071404432348887,0,37.106432708623871,51.869054796194725,-45.544340834241495,42.129184946013794,46.071066485233303,82.958657458904042,58.493732889601624,1.4681851453458044,1.54,0.9533669774972755,null,0.62792347038482277,1.3016610995530875,1.9753987287213521,null,0,0,0,0,0,0,null,0,0,0,0,0,0,0,0,0]
[null,null,null,null,null,null,null,1,7,7,17,161,579600,5.9178082191780819,-5.515734059066701,-22.423706683580221,null,9.2766081771559681E-4,0,0,0,null,16.071404432348888,0,0.92766081771559683,90,90,54.002874204579719,61.071066485233331,90.156779727600494,70.435137935763336,0,0,0,null,26.087121001395211,53.0366261681258,79.986131334856395,null,0,0,0,0,0,0,null,0,0,0,0,0,0,0,0,0]
[null,null,null,null,null,null,null,1,7,7,18,162,583200,5.9178082191780819,-5.515734059066701,-22.423706683580221,null,0,0,0,0,null,17.071404432348888,0,0,90,90,65.115769739367721,76.071066485233331,98.495215923760099,83.240952621739268,0,0,0,null,0,0,0,null,0,0,0,0,0,0,null,0,0,0,0,0,0,0,0,0]
[null,null,null,null,null,null,null,1,7,7,19,163,586800,5.9178082191780819,-5.515734059066701,-22.423706683580221,null,0,0,0,0,null,18.071404432348888,0,0,90,90,75.84961537587057,91.071066485233331,107.60813187808638,90,0,0,0,null,0,0,0,null,0,0,0,0,0,0,null,0,0,0,0,0,0,0,0,0]
[null,null,null,null,null,null,null,1,7,7,20,164,590400,5.9178082191780819,-5.515734059066701,-22.423706683580221,null,0,0,0,0,null,19.071404432348888,0,0,90,90,86.729508415211441,106.07106648523333,117.1629990959221,90,0,0,0,null,0,0,0,null,0,0,0,0,0,0,null,0,0,0,0,0,0,0,0,0]
[null,null,null,null,null,null,null,1,7,7,21,165,594000,5.9178082191780819,-5.515734059066701,-22.423706683580221,null,0,0,0,0,null,20.071404432348888,0,0,90,90,98.489262317476829,121.07106648523333,126.81874925973233,90,0,0,0,null,0,0,0,null,0,0,0,0,0,0,null,0,0,0,0,0,0,0,0,0]
[null,null,null,null,null,null,null,1,7,7,22,166,597600,5.9178082191780819,-5.515734059066701,-22.423706683580221,null,0,0,0,0,null,21.071404432348888,0,0,90,90,112.24353395405943,136.07106648523333,136.14227881321995,90,0,0,0,null,0,0,0,null,0,0,0,0,0,0,null,0,0,0,0,0,0,0,0,0]
[null,null,null,null,null,null,null,1,7,7,23,167,601200,5.9178082191780819,-5.515734059066701,-22.423706683580221,null,0,0,0,0,null,22.071404432348888,0,0,90,90,129.73806284512617,151.07106648523333,144.44478360174952,90,0,0,0,null,0,0,0,null,0,0,0,0,0,0,null,0,0,0,0,0,0,0,0,0]
[null,null,null,null,null,null,null,1,7,7,24,168,604800,5.9178082191780819,-5.515734059066701,-22.423706683580221,null,0,0,0,0,null,23.071404432348888,0,0,90,90,153.12454405535306,166.07106648523333,150.51227262493796,90,0,0,0,null,0,0,0,null,0,0,0,0,0,0,null,0,0,0,0,0,0,0,0,0]
[null,null,null,null,null,null,null,1,8,8,1,169,608400,6.904109589041096,-5.9313328332734123,-22.302275307121391,null,0,0,0,0,null,6.4477786112109733E-2,0,0,90,90,-178.06237156958059,-179.03283320831835,152.49171950146953,90,0,0,0,null,0,0,0,null,0,0,0,0,0,0,null,0,0,0,0,0,0,0,0,0]
[null,null,null,null,null,null,null,1,8,8,2,170,612000,6.904109589041096,-5.9313328332734123,-22.302275307121391,null,0,0,0,0,null,1.0644777861121097,0,0,90,90,-149.6374757459412,-164.03283320831835,149.76756358283811,90,0,0,0,null,0,0,0,null,0,0,0,0,0,0,null,0,0,0,0,0,0,0,0,0]
[null,null,null,null,null,null,null,1,8,8,3,171,615600,6.904109589041096,-5.9313328332734123,-22.302275307121391,null,0,0,0,0,null,2.0644777861121102,0,0,90,90,-127.17262041342416,-149.03283320831835,143.31282174671495,90,0,0,0,null,0,0,0,null,0,0,0,0,0,0,null,0,0,0,0,0,0,0,0,0]
[null,null,null,null,null,null,null,1,8,8,4,172,619200,6.904109589041096,-5.9313328332734123,-22.302275307121391,null,0,0,0,0,null,3.0644777861121102,0,0,90,90,-110.31374268874374,-134.03283320831835,134.8241463298753,90,0,0,0,null,0,0,0,null,0,0,0,0,0,0,null,0,0,0,0,0,0,0,0,0]
[null,null,null,null,null,null,null,1,8,8,5,173,622800,6.904109589041096,-5.9313328332734123,-22.302275307121391,null,0,0,0,0,null,4.0644777861121097,0,0,90,90,-96.907750265105065,-119.03283320831835,125.42734435852789,90,0,0,0,null,0,0,0,null,0,0,0,0,0,0,null,0,0,0,0,0,0,0,0,0]
[null,null,null,null,null,null,null,1,8,8,6,174,626400,6.904109589041096,-5.9313328332734123,-22.302275307121391,null,0,0,0,0,null,5.0644777861121097,0,0,90,90,-85.312532003159305,-104.03283320831835,115.76344841939324,90,0,0,0,null,0,0,0,null,0,0,0,0,0,0,null,0,0,0,0,0,0,0,0,0]
[null,null,null,null,null,null,null,1,8,8,7,175,630000,6.904109589041096,-5.9313328332734123,-22.302275307121391,null,0,0,0,0,null,6.0644777861121097,0,0,90,90,-74.480906720438981,-89.032833208318351,106.24678875496875,90,0,0,0,null,0,0,0,null,0,0,0,0,0,0,null,0,0,0,0,0,0,0,0,0]
[null,null,null,null,null,null,null,1,8,8,8,176,633600,6.904109589041096,-5.9313328332734123,-22.302275307121391,null,0,0,0,0,null,7.0644777861121097,0,0,90,90,-63.714453251309131,-74.032833208318351,97.214291011246843,81.423781004325804,0,0,0,null,0,0,0,null,0,0,0,0,0,0,null,0,0,0,0,0,0,0,0,0]
[null,null,null,null,null,null,null,1,8,8,9,177,637200,6.904109589041096,-5.9313328332734123,-22.302275307121391,null,2.7829824531467907E-3,0,0,0,null,8.0644777861121106,0,2.7829824531467908,-65.393305697006994,-53.360462100161307,-52.508148803103587,-59.032833208318337,89.001926073282462,68.695637730516097,1.3273459494494249,1.4483138031508811,0.91647676529887068,null,10.061148595579418,19.044316984489615,28.027485373399809,null,0,0,0,0,0,0,null,0,0,0,0,0,0,0,0,0]
[null,null,null,null,null,null,null,1,8,8,10,178,640800,6.904109589041096,-5.9313328332734123,-22.302275307121391,null,2.9685146166899098E-2,0,0,0,null,9.0644777861121089,0,29.685146166899099,-49.659310222839565,-44.505966302217814,-40.498149710634763,-44.032833208318365,81.982354714786865,56.896489079670609,1.4648358438367679,1.5314827555709893,0.95648210109334653,null,0.92638924010636403,1.7685612765666949,2.6107333130270258,null,0,0,0,0,0,0,null,0,0,0,0,0,0,0,0,0]
[null,null,null,null,null,null,null,1,8,8,11,179,644400,6.904109589041096,-5.9313328332734123,-22.302275307121391,null,5.8442631516082602E-2,0,0,0,null,10.064477786112109,0,58.442631516082599,-33.238136569942093,-39.932485871819971,-27.49252761225431,-29.032833208318365,76.568717635718571,46.751911796941819,1.1727551396132858,1.2088576388393051,0.97013502825636,null,0.46199151714395298,0.88976144042539085,1.3175313637068289,null,0,0,0,0,0,0,null,0,0,0,0,0,0,0,0,0]
[null,null,null,null,null,null,null,1,8,8,12,180,648000,6.904109589041096,-5.9313328332734123,-22.302275307121391,null,7.6068187052678954E-2,0,0,0,null,11.064477786112109,0,76.068187052678951,-16.22618952832859,-37.718337290807902,-13.554811858185928,-14.032833208318367,73.172135980983214,39.56833915370796,1.0159358571237618,1.0424523790566571,0.9745633254183842,null,0.34837165215529781,0.67702415418859763,1.0056766562218975,null,0,0,0,0,0,0,null,0,0,0,0,0,0,0,0,0]
[null,null,null,null,null,null,null,1,8,8,13,181,651600,6.904109589041096,-5.9313328332734123,-22.302275307121391,null,6.9574561328669779E-2,0,0,0,null,12.064477786112109,0,69.574561328669773,1.121926484513287,-37.105141659273301,0.94029336480060877,0.96716679168163289,72.107397748342947,37.114377652720812,0.97907400966083524,1.0033657794535398,0.97578971668145342,null,0.37801172580534104,0.73733846136174874,1.0966651969181564,null,0,0,0,0,0,0,null,0,0,0,0,0,0,0,0,0]
[null,null,null,null,null,null,null,1,8,8,14,182,655200,6.904109589041096,-5.9313328332734123,-22.302275307121391,null,7.4212865417247739E-2,0,0,0,null,13.064477786112109,0,74.212865417247741,18.445667366097105,-37.904846193889199,15.394351178032275,15.967166791681633,73.484211254966851,40.266203224673866,1.0198713914193256,1.0468913347321942,0.97419030761222158,null,0.35303851768417072,0.68990733226830314,1.0267761468524355,null,0,0,0,0,0,0,null,0,0,0,0,0,0,0,0,0]
[null,null,null,null,null,null,null,1,8,8,15,183,658800,6.904109589041096,-5.9313328332734123,-22.302275307121391,null,5.3804327427504614E-2,0,0,0,null,14.064477786112109,0,53.804327427504617,35.392560219618694,-40.364620889655868,29.226400939787887,30.967166791681635,77.16177503006098,47.928302100747217,1.1963187969898967,1.2347107226354244,0.96890613733103237,null,0.48694967956437341,0.95159632037007325,1.416242961175773,null,0,0,0,0,0,0,null,0,0,0,0,0,0,0,0,0]
[null,null,null,null,null,null,null,1,8,8,16,184,662400,6.904109589041096,-5.9313328332734123,-22.302275307121391,null,2.6902163713752307E-2,0,0,0,null,15.064477786112109,0,26.902163713752309,51.727165802979975,-45.345783860265946,42.100893548534572,45.967166791681635,82.806375148046371,58.345181672915089,1.4691024785655713,1.54,0.95396264841920209,null,0.98133370538163789,1.9106269869930375,2.8399202686044376,null,0,0,0,0,0,0,null,0,0,0,0,0,0,0,0,0]
[null,null,null,null,null,null,null,1,8,8,17,185,666000,6.904109589041096,-5.9313328332734123,-22.302275307121391,null,9.2766081771559681E-4,0,0,0,null,16.064477786112111,0,0.92766081771559683,90,90,53.992135253550067,60.967166791681663,90.002304188751808,70.295419685422587,0,0,0,null,28.889869538735191,55.839374705465779,82.788879872196361,null,0,0,0,0,0,0,null,0,0,0,0,0,0,0,0,0]
[null,null,null,null,null,null,null,1,8,8,18,186,669600,6.904109589041096,-5.9313328332734123,-22.302275307121391,null,0,0,0,0,null,17.064477786112111,0,0,90,90,65.118309967926436,75.967166791681663,98.340387946939799,83.110403824212639,0,0,0,null,0,0,0,null,0,0,0,0,0,0,null,0,0,0,0,0,0,0,0,0]
[null,null,null,null,null,null,null,1,8,8,19,187,673200,6.904109589041096,-5.9313328332734123,-22.302275307121391,null,0,0,0,0,null,18.064477786112111,0,0,90,90,75.861620509664121,90.967166791681663,107.45370723437111,90,0,0,0,null,0,0,0,null,0,0,0,0,0,0,null,0,0,0,0,0,0,0,0,0]
[null,null,null,null,null,null,null,1,8,8,20,188,676800,6.904109589041096,-5.9313328332734123,-22.302275307121391,null,0,0,0,0,null,19.064477786112111,0,0,90,90,86.7471407987898,105.96716679168166,117.00894854252375,90,0,0,0,null,0,0,0,null,0,0,0,0,0,0,null,0,0,0,0,0,0,0,0,0]
[null,null,null,null,null,null,null,1,8,8,21,189,680400,6.904109589041096,-5.9313328332734123,-22.302275307121391,null,0,0,0,0,null,20.064477786112111,0,0,90,90,98.507108652996379,120.96716679168166,126.66456268888288,90,0,0,0,null,0,0,0,null,0,0,0,0,0,0,null,0,0,0,0,0,0,0,0,0]
[null,null,null,null,null,null,null,1,8,8,22,190,684000,6.904109589041096,-5.9313328332734123,-22.302275307121391,null,0,0,0,0,null,21.064477786112111,0,0,90,90,112.25088083930062,135.96716679168165,135.98751437427183,90,0,0,0,null,0,0,0,null,0,0,0,0,0,0,null,0,0,0,0,0,0,0,0,0]
[null,null,null,null,null,null,null,1,8,8,23,191,687600,6.904109589041096,-5.9313328332734123,-22.302275307121391,null,0,0,0,0,null,22.064477786112111,0,0,90,90,129.71080164869755,150.96716679168165,144.29075183485995,90,0,0,0,null,0,0,0,null,0,0,0,0,0,0,null,0,0,0,0,0,0,0,0,0]
[null,null,null,null,null,null,null,1,8,8,24,192,691200,6.904109589041096,-5.9313328332734123,-22.302275307121391,null,0,0,0,0,null,23.064477786112111,0,0,90,90,153.01756789247332,165.96716679168165,150.36669536711997,90,0,0,0,null,0,0,0,null,0,0,0,0,0,0,null,0,0,0,0,0,0,0,0,0]
[null,null,null,null,null,null,null,1,9,9,1,193,694800,7.8904109589041092,-6.3402891854180714,-22.174235285166539,null,0,0,0,0,null,5.7661846909698763E-2,0,0,90,90,-178.27294871645196,-179.13507229635451,152.36582126427683,90,0,0,0,null,0,0,0,null,0,0,0,0,0,0,null,{"$f":"IF($R195=0, 0, S195/$R195)","v":0},{"$f":"IF($R195=0, 0, T195/$R195)","v":0},{"$f":"IF($R195=0, 0, U195/$R195)","v":0},{"$f":"IF(AU195=0,0,IF(AJ195<0.08,2.10677665*AJ195^2+0.23807711*AJ195+0.00471327,2.10677665*0.08^2+0.23807711*0.08+0.00471327))","v":0},{"$f":"IF(AV195=0,0,IF(AK195<0.08,2.10677665*AK195^2+0.23807711*AK195+0.00471327,2.10677665*0.08^2+0.23807711*0.08+0.00471327))","v":0},{"$f":"IF(AW195=0,0,IF(AL195<0.08,2.10677665*AL195^2+0.23807711*AL195+0.00471327,2.10677665*0.08^2+0.23807711*0.08+0.00471327))","v":0},{"$f":"AX195*$R195","v":0},{"$f":"AY195*$R195","v":0},{"$f":"AZ195*$R195","v":0}]
[null,null,null,null,null,null,null,1,9,9,2,194,698400,7.8904109589041092,-6.3402891854180714,-22.174235285166539,null,0,0,0,0,null,1.0576618469096988,0,0,90,90,-149.90239698067853,-164.13507229635451,149.68089874513271,90,0,0,0,null,0,0,0,null,0,0,0,0,0,0,null,0,0,0,0,0,0,0,0,0]
[null,null,null,null,null,null,null,1,9,9,3,195,702000,7.8904109589041092,-6.3402891854180714,-22.174235285166539,null,0,0,0,0,null,2.0576618469096988,0,0,90,90,-127.42313859029251,-149.13507229635451,143.25878322790626,90,0,0,0,null,0,0,0,null,0,0,0,0,0,0,null,0,0,0,0,0,0,0,0,0]
[null,null,null,null,null,null,null,1,9,9,4,196,705600,7.8904109589041092,-6.3402891854180714,-22.174235285166539,null,0,0,0,0,null,3.0576618469096988,0,0,90,90,-110.5326396683493,-134.13507229635451,134.78907147436254,90,0,0,0,null,0,0,0,null,0,0,0,0,0,0,null,0,0,0,0,0,0,0,0,0]
[null,null,null,null,null,null,null,1,9,9,5,197,709200,7.8904109589041092,-6.3402891854180714,-22.174235285166539,null,0,0,0,0,null,4.0576618469096983,0,0,90,90,-97.100298725425645,-119.13507229635452,125.40042613176658,90,0,0,0,null,0,0,0,null,0,0,0,0,0,0,null,0,0,0,0,0,0,0,0,0]
[null,null,null,null,null,null,null,1,9,9,6,198,712800,7.8904109589041092,-6.3402891854180714,-22.174235285166539,null,0,0,0,0,null,5.0576618469096983,0,0,90,90,-85.486879127728187,-104.13507229635452,115.73717463812014,90,0,0,0,null,0,0,0,null,0,0,0,0,0,0,null,0,0,0,0,0,0,0,0,0]
[null,null,null,null,null,null,null,1,9,9,7,199,716400,7.8904109589041092,-6.3402891854180714,-22.174235285166539,null,0,0,0,0,null,6.0576618469096983,0,0,90,90,-74.643519680129799,-89.135072296354522,106.21559795752752,90,0,0,0,null,0,0,0,null,0,0,0,0,0,0,null,0,0,0,0,0,0,0,0,0]
[null,null,null,null,null,null,null,1,9,9,8,200,720000,7.8904109589041092,-6.3402891854180714,-22.174235285166539,null,0,0,0,0,null,7.0576618469096983,0,0,90,90,-63.869606893154526,-74.135072296354522,97.173612246588007,81.46915067862291,0,0,0,null,0,0,0,null,0,0,0,0,0,0,null,0,0,0,0,0,0,0,0,0]
[null,null,null,null,null,null,null,1,9,9,9,201,723600,7.8904109589041092,-6.3402891854180714,-22.174235285166539,null,1.8553216354311936E-3,0,0,0,null,8.0576618469096992,0,1.8553216354311937,-65.461412344542154,-53.265554997840198,-52.657881210614484,-59.135072296354508,88.947729336700704,68.721556781805475,1.3272462584003601,1.4471559901427833,0.91714111501511852,null,16.439198151705661,29.913950735070955,43.388703318436249,null,0,0,0,0,0,0,null,0,0,0,0,0,0,0,0,0]
[null,null,null,null,null,null,null,1,9,9,10,202,727200,7.8904109589041092,-6.3402891854180714,-22.174235285166539,null,1.0204268994871566E-2,0,0,0,null,9.0576618469096992,0,10.204268994871565,-49.736960149000119,-44.391400091708789,-40.641979710536397,-44.135072296354508,81.911158909737125,56.896161933929399,1.4672196486814937,1.5334240037250031,0.95682579972487358,null,2.9693454783706796,5.4193004935280049,7.8692555086853311,null,0,0,0,0,0,0,null,0,0,0,0,0,0,0,0,0]
[null,null,null,null,null,null,null,1,9,9,11,203,730800,7.8904109589041092,-6.3402891854180714,-22.174235285166539,null,1.7625555536596341E-2,0,0,0,null,10.057661846909699,0,17.625555536596341,-33.328578120607979,-39.814017058899857,-27.627117320357211,-29.135072296354512,76.478057072724027,46.715186337403736,1.1740947068160164,1.2099429374472956,0.9703719658822002,null,1.7077475905654542,3.1261425993407483,4.544537608116042,null,0,0,0,0,0,0,null,0,0,0,0,0,0,0,0,0]
[null,null,null,null,null,null,null,1,9,9,12,204,734400,7.8904109589041092,-6.3402891854180714,-22.174235285166539,null,2.2263859625174326E-2,0,0,0,null,11.057661846909699,0,22.263859625174327,-16.33128080700946,-37.596689749280564,-13.674330942250139,-14.135072296354512,73.061366170241911,39.48435274655607,1.0163943680103351,1.042662561614019,0.97480662050143885,null,1.3429836741420742,2.4658797227558487,3.5887757713696233,null,0,0,0,0,0,0,null,0,0,0,0,0,0,0,0,0]
[null,null,null,null,null,null,null,1,9,9,13,205,738000,7.8904109589041092,-6.3402891854180714,-22.174235285166539,null,2.3191520442889919E-2,0,0,0,null,12.057661846909699,0,23.191520442889921,1.0025560594849381,-36.976517208701345,0.84227894700557582,0.86492770364548832,71.978338729707275,36.983952083059627,0.97898259098165741,1.0030076681784548,0.97604696558259729,null,1.2849524063497144,2.3629326130189381,3.4409128196881613,null,0,0,0,0,0,0,null,0,0,0,0,0,0,0,0,0]
[null,null,null,null,null,null,null,1,9,9,14,206,741600,7.8904109589041092,-6.3402891854180714,-22.174235285166539,null,0.3374258985985587,0.20520777558638839,0.10728277558638838,0,null,13.057661846909699,188.90618260595153,148.51971599260719,18.314712948614986,-37.762736959825858,15.321980656512995,15.864927703645488,73.340896018085488,40.110587822717555,1.0199137137829501,1.04662942589723,0.97447452608034824,null,8.4166627748357745E-2,0.15825696907613745,0.23234731040391718,null,0,0,0,0,0,0,null,0.60815656545239749,0.31794469847148427,0,3.7242809360000004E-2,3.7242809360000004E-2,0,1.2566688414632814E-2,1.2566688414632814E-2,0]
[null,null,null,null,null,null,null,1,9,9,15,207,745200,7.8904109589041092,-6.3402891854180714,-22.174235285166539,null,0.28301189819083727,0.1887525001821713,9.0852500182171295E-2,0,null,14.057661846909699,173.40447758949108,109.60742060134618,35.254138929343625,-40.198889182939702,29.179796522291493,30.864927703645488,77.00917613280339,47.769845500497446,1.1953224564150877,1.2330496671521234,0.96940333245118082,null,9.7875743659800687E-2,0.18621125237803238,0.27454676109626408,null,0,0,0,0,0,0,null,0.66694192501720873,0.32102007287661349,0,3.7242809360000004E-2,3.7242809360000004E-2,0,1.0540158170933083E-2,1.0540158170933083E-2,0]
[null,null,null,null,null,null,null,1,9,9,16,208,748800,7.8904109589041092,-6.3402891854180714,-22.174235285166539,null,0.1548099848518803,8.6706808033858496E-2,0,0,null,15.057661846909699,91.178768451577696,63.631216400302606,51.58549048595593,-45.140009367073809,42.076886283149506,45.864927703645492,82.648949646449836,58.193992504107875,1.4700531567241191,1.54,0.95457997189877852,null,0.17892902726205234,0.34041731901480715,0.50190561076756202,null,0,0,0,0,0,0,null,0.5600853725088738,0,0,3.7242809360000004E-2,0,0,5.7655587528630666E-3,0,0]
[null,null,null,null,null,null,null,1,9,9,17,209,752400,7.8904109589041092,-6.3402891854180714,-22.174235285166539,null,1.8553216354311936E-3,0,0,0,null,16.057661846909699,0,1.8553216354311937,67.231719166736056,-54.733321540527413,53.98621695296076,60.864927703645492,89.843197698013739,70.154078528116059,1.2850852977093998,1.417060774165487,0.90686674921630794,null,15.199520914036052,28.674273497401348,42.149026080766646,null,0,0,0,0,0,0,null,0,0,0,0,0,0,0,0,0]
[null,null,null,null,null,null,null,1,9,9,18,210,756000,7.8904109589041092,-6.3402891854180714,-22.174235285166539,null,0,0,0,0,null,17.057661846909699,0,0,90,90,65.126100656362951,75.864927703645492,98.18135820194577,82.979017465512939,0,0,0,null,0,0,0,null,0,0,0,0,0,0,null,0,0,0,0,0,0,0,0,0]
[null,null,null,null,null,null,null,1,9,9,19,211,759600,7.8904109589041092,-6.3402891854180714,-22.174235285166539,null,0,0,0,0,null,18.057661846909699,0,0,90,90,75.879295180475935,90.864927703645492,107.29538678515122,90,0,0,0,null,0,0,0,null,0,0,0,0,0,0,null,0,0,0,0,0,0,0,0,0]
[null,null,null,null,null,null,null,1,9,9,20,212,763200,7.8904109589041092,-6.3402891854180714,-22.174235285166539,null,0,0,0,0,null,19.057661846909699,0,0,90,90,86.770931532052302,105.86492770364549,116.8511512005506,90,0,0,0,null,0,0,0,null,0,0,0,0,0,0,null,0,0,0,0,0,0,0,0,0]
[null,null,null,null,null,null,null,1,9,9,21,213,766800,7.8904109589041092,-6.3402891854180714,-22.174235285166539,null,0,0,0,0,null,20.057661846909699,0,0,90,90,98.531729945904601,120.86492770364549,126.50657836886027,90,0,0,0,null,0,0,0,null,0,0,0,0,0,0,null,0,0,0,0,0,0,0,0,0]
[null,null,null,null,null,null,null,1,9,9,22,214,770400,7.8904109589041092,-6.3402891854180714,-22.174235285166539,null,0,0,0,0,null,21.057661846909699,0,0,90,90,112.26574683983253,135.86492770364549,135.82863421541612,90,0,0,0,null,0,0,0,null,0,0,0,0,0,0,null,0,0,0,0,0,0,0,0,0]
[null,null,null,null,null,null,null,1,9,9,23,215,774000,7.8904109589041092,-6.3402891854180714,-22.174235285166539,null,0,0,0,0,null,22.057661846909699,0,0,90,90,129.69170775045959,150.86492770364549,144.13192733643498,90,0,0,0,null,0,0,0,null,0,0,0,0,0,0,null,0,0,0,0,0,0,0,0,0]
[null,null,null,null,null,null,null,1,9,9,24,216,777600,7.8904109589041092,-6.3402891854180714,-22.174235285166539,null,0,0,0,0,null,23.057661846909699,0,0,90,90,152.91834048087568,165.86492770364549,150.21526362185617,90,0,0,0,null,0,0,0,null,0,0,0,0,0,0,null,0,0,0,0,0,0,0,0,0]
[null,null,null,null,null,null,null,1,10,10,1,217,781200,8.8767123287671232,-6.7422308228140819,-22.039624558737486,null,0,0,0,0,null,5.0962819619765204E-2,0,0,90,90,-178.478902815948,-179.23555770570351,152.23307488909452,90,0,0,0,null,0,0,0,null,0,0,0,0,0,0,null,0,0,0,0,0,0,0,0,0]
[null,null,null,null,null,null,null,1,10,10,2,218,784800,8.8767123287671232,-6.7422308228140819,-22.039624558737486,null,0,0,0,0,null,1.0509628196197653,0,0,90,90,-150.16770774494788,-164.23555770570351,149.58709540284769,90,0,0,0,null,0,0,0,null,0,0,0,0,0,0,null,0,0,0,0,0,0,0,0,0]
[null,null,null,null,null,null,null,1,10,10,3,219,788400,8.8767123287671232,-6.7422308228140819,-22.039624558737486,null,0,0,0,0,null,2.0509628196197651,0,0,90,90,-127.67698482648248,-149.23555770570351,143.1979906555523,90,0,0,0,null,0,0,0,null,0,0,0,0,0,0,null,0,0,0,0,0,0,0,0,0]
[null,null,null,null,null,null,null,1,10,10,4,220,792000,8.8767123287671232,-6.7422308228140819,-22.039624558737486,null,0,0,0,0,null,3.0509628196197651,0,0,90,90,-110.75568291341476,-134.23555770570351,134.74769446645718,90,0,0,0,null,0,0,0,null,0,0,0,0,0,0,null,0,0,0,0,0,0,0,0,0]
[null,null,null,null,null,null,null,1,10,10,5,221,795600,8.8767123287671232,-6.7422308228140819,-22.039624558737486,null,0,0,0,0,null,4.0509628196197651,0,0,90,90,-97.296941346414087,-119.23555770570353,125.36749357878141,90,0,0,0,null,0,0,0,null,0,0,0,0,0,0,null,0,0,0,0,0,0,0,0,0]
[null,null,null,null,null,null,null,1,10,10,6,222,799200,8.8767123287671232,-6.7422308228140819,-22.039624558737486,null,0,0,0,0,null,5.050962819619766,0,0,90,90,-85.665003056938772,-104.23555770570351,115.70500190151483,90,0,0,0,null,0,0,0,null,0,0,0,0,0,0,null,0,0,0,0,0,0,0,0,0]
[null,null,null,null,null,null,null,1,10,10,7,223,802800,8.8767123287671232,-6.7422308228140819,-22.039624558737486,null,0,0,0,0,null,6.050962819619766,0,0,90,90,-74.809513971445739,-89.235557705703513,106.1784883386224,90,0,0,0,null,0,0,0,null,0,0,0,0,0,0,null,0,0,0,0,0,0,0,0,0]
[null,null,null,null,null,null,null,1,10,10,8,224,806400,8.8767123287671232,-6.7422308228140819,-22.039624558737486,null,0,0,0,0,null,7.050962819619766,0,0,90,90,-64.027696235399944,-74.235557705703513,97.126897604750141,81.511008117980438,0,0,0,null,0,0,0,null,0,0,0,0,0,0,null,0,0,0,0,0,0,0,0,0]
[null,null,null,null,null,null,null,1,10,10,9,225,810000,8.8767123287671232,-6.7422308228140819,-22.039624558737486,null,9.2766081771559681E-4,0,0,0,null,8.050962819619766,0,0.92766081771559683,-65.525851413919071,-53.159617191638873,-52.810020051399043,-59.235557705703513,88.887319721229034,68.743399366977044,1.3273139105196834,1.4460605259633759,0.91788267965852777,null,33.201790365412087,60.151295532142669,87.100800698873257,null,0,0,0,0,0,0,null,0,0,0,0,0,0,0,0,0]
[null,null,null,null,null,null,null,1,10,10,10,226,813600,8.8767123287671232,-6.7422308228140819,-22.039624558737486,null,2.1336198807458729E-2,0,0,0,null,9.0509628196197642,0,21.336198807458729,-49.81106499724563,-44.267718737925712,-40.787543627561512,-44.235557705703535,81.833557636600702,56.891094544676491,1.4695619397228528,1.5352766249311409,0.95719684378622283,null,1.4154348800613281,2.5871524960061363,3.7588701119509444,null,0,0,0,0,0,0,null,0,0,0,0,0,0,0,0,0]
[null,null,null,null,null,null,null,1,10,10,11,227,817200,8.8767123287671232,-6.7422308228140819,-22.039624558737486,null,2.9685146166899098E-2,0,0,0,null,10.050962819619764,0,29.685146166899099,-33.415761773049958,-39.687822725340112,-27.762566995530879,-29.235557705703535,76.380841909746636,46.672962584090875,1.1754155536178343,1.2109891412765994,0.97062435454931972,null,1.0072377556065557,1.8494097920668866,2.6915818285272177,null,0,0,0,0,0,0,null,0,0,0,0,0,0,0,0,0]
[null,null,null,null,null,null,null,1,10,10,12,228,820800,8.8767123287671232,-6.7422308228140819,-22.039624558737486,null,4.7310701703495439E-2,0,0,0,null,11.050962819619764,0,47.31070170349544,-16.433579049308772,-37.468143028044096,-13.793622171445591,-14.235557705703537,72.944007945333098,39.394177090627636,1.0168619243257706,1.0428671580986175,0.97506371394391178,null,0.62142388384461122,1.149845553780505,1.6782672237163991,null,0,0,0,0,0,0,null,0,0,0,0,0,0,0,0,0]
[null,null,null,null,null,null,null,1,10,10,13,229,824400,8.8767123287671232,-6.7422308228140819,-22.039624558737486,null,6.5863918057807377E-2,0,0,0,null,12.050962819619764,0,65.863918057807382,0.88536619928477234,-36.841398445996596,0.74571182291641858,0.76444229429646349,71.842835475579705,36.847246019235193,0.97891039786224299,1.0026560985978543,0.97631720310800674,null,0.43878349257381066,0.81835398787987523,1.1979244831859399,null,0,0,0,0,0,0,null,0,0,0,0,0,0,0,0,0]
[null,null,null,null,null,null,null,1,10,10,14,230,828000,8.8767123287671232,-6.7422308228140819,-22.039624558737486,null,0.38236851765822433,0.2360632208657383,0.12813822086573834,1.463220865738288E-3,null,13.050962819619764,213.88390660886623,168.48461104935811,18.18525973378113,-37.614203910907527,15.252238949764672,15.764442294296463,73.191475112526845,39.949652460439601,1.0199722572697101,1.0463705194675623,0.97477159217818488,null,7.1658619197543794E-2,0.13704057102012027,0.20242252284269674,null,0,0,0,0,0,0,null,0.61737096534903713,0.33511707933097462,3.8267294459795745E-3,3.25917559574024E-2,3.7242809360000004E-2,3.7242809360000004E-2,1.2462061413310558E-2,1.4240477808411044E-2,1.4240477808411044E-2]
[null,null,null,null,null,null,null,1,10,10,15,231,831600,8.8767123287671232,-6.7422308228140819,-22.039624558737486,null,0.54979292339220698,0.45661260775159496,0.34608760775159497,0.21681260775159494,null,14.050962819619764,403.84897385117159,145.94394954103535,35.11657750576942,-40.026504656132126,29.136804007634382,30.764442294296465,76.850956493077618,47.607532555884902,1.1943590487515472,1.231398930069233,0.96992048603160363,null,4.765430562173615E-2,9.3125971291331724E-2,0.13859763696092728,null,0,0,0,0,0,0,null,0.83051743360810815,0.62948719968282618,0.39435321650534755,2.0843017651547606E-2,3.7242809360000004E-2,3.7242809360000004E-2,1.1459343606959731E-2,2.047583303337305E-2,2.047583303337305E-2]
[null,null,null,null,null,null,null,1,10,10,16,232,835200,8.8767123287671232,-6.7422308228140819,-22.039624558737486,null,0.36959845172426309,0.35735942310709029,0.24698442310709026,0.11785942310709027,null,15.050962819619764,297.47966436085204,72.118787363411059,51.444157205068265,-44.927079219055585,42.057219842628385,45.764442294296465,82.48644737366088,58.040259303490807,1.4710368940079632,1.54,0.95521876234283321,null,7.0346615032351803E-2,0.13798759102499777,0.20562856701764373,null,0,0,0,0,0,0,null,0.9668856063653003,0.66825069735776832,0.31888505635575187,3.1886881166442088E-2,3.7242809360000004E-2,3.7242809360000004E-2,1.178534190943256E-2,1.3764884677317894E-2,1.3764884677317894E-2]
[null,null,null,null,null,null,null,1,10,10,17,233,838800,8.8767123287671232,-6.7422308228140819,-22.039624558737486,null,8.3489473594403722E-3,0,0,0,null,16.050962819619766,0,8.3489473594403716,67.090155419140231,-54.454993720235024,53.985164276545362,60.764442294296487,89.679532865169207,70.01120908915243,1.2900332892442687,1.419467357874616,0.90881504395835466,null,3.2099855043039103,6.2043749672739752,9.1987644302440401,null,0,0,0,0,0,0,null,0,0,0,0,0,0,0,0,0]
[null,null,null,null,null,null,null,1,10,10,18,234,842400,8.8767123287671232,-6.7422308228140819,-22.039624558737486,null,0,0,0,0,null,17.050962819619766,0,0,90,90,65.13917435479469,75.764442294296487,98.01820257900394,82.846882829331619,0,0,0,null,0,0,0,null,0,0,0,0,0,0,null,0,0,0,0,0,0,0,0,0]
[null,null,null,null,null,null,null,1,10,10,19,235,846000,8.8767123287671232,-6.7422308228140819,-22.039624558737486,null,0,0,0,0,null,18.050962819619766,0,0,90,90,75.902659625270317,90.764442294296487,107.13324733623992,90,0,0,0,null,0,0,0,null,0,0,0,0,0,0,null,0,0,0,0,0,0,0,0,0]
[null,null,null,null,null,null,null,1,10,10,20,236,849600,8.8767123287671232,-6.7422308228140819,-22.039624558737486,null,0,0,0,0,null,19.050962819619766,0,0,90,90,86.800888679441428,105.76444229429649,116.68968317849708,90,0,0,0,null,0,0,0,null,0,0,0,0,0,0,null,0,0,0,0,0,0,0,0,0]
[null,null,null,null,null,null,null,1,10,10,21,237,853200,8.8767123287671232,-6.7422308228140819,-22.039624558737486,null,0,0,0,0,null,20.050962819619766,0,0,90,90,98.563122164255972,120.76444229429649,126.34487101630029,90,0,0,0,null,0,0,0,null,0,0,0,0,0,0,null,0,0,0,0,0,0,0,0,0]
[null,null,null,null,null,null,null,1,10,10,22,238,856800,8.8767123287671232,-6.7422308228140819,-22.039624558737486,null,0,0,0,0,null,21.050962819619766,0,0,90,90,112.28811811935304,135.76444229429649,135.66571222491609,90,0,0,0,null,0,0,0,null,0,0,0,0,0,0,null,0,0,0,0,0,0,0,0,0]
[null,null,null,null,null,null,null,1,10,10,23,239,860400,8.8767123287671232,-6.7422308228140819,-22.039624558737486,null,0,0,0,0,null,22.050962819619766,0,0,90,90,129.68077431913883,150.76444229429649,143.96838503220559,90,0,0,0,null,0,0,0,null,0,0,0,0,0,0,null,0,0,0,0,0,0,0,0,0]
[null,null,null,null,null,null,null,1,10,10,24,240,864000,8.8767123287671232,-6.7422308228140819,-22.039624558737486,null,0,0,0,0,null,23.050962819619766,0,0,90,90,152.82693242527699,165.76444229429649,150.05805142168703,90,0,0,0,null,0,0,0,null,0,0,0,0,0,0,null,0,0,0,0,0,0,0,0,0]
[null,null,null,null,null,null,null,1,11,11,1,241,867600,9.8630136986301373,-7.1367936124696971,-21.898483015897639,null,0,0,0,0,null,4.4386773125504972E-2,0,0,90,90,-178.67999326506126,-179.33419840311743,152.09353264174999,90,0,0,0,null,0,0,0,null,0,0,0,0,0,0,null,0,0,0,0,0,0,0,0,0]
[null,null,null,null,null,null,null,1,11,11,2,242,871200,9.8630136986301373,-7.1367936124696971,-21.898483015897639,null,0,0,0,0,null,1.044386773125505,0,0,90,90,-150.43307441052193,-164.33419840311743,149.48615549897687,90,0,0,0,null,0,0,0,null,0,0,0,0,0,0,null,0,0,0,0,0,0,0,0,0]
[null,null,null,null,null,null,null,1,11,11,3,243,874800,9.8630136986301373,-7.1367936124696971,-21.898483015897639,null,0,0,0,0,null,2.0443867731255052,0,0,90,90,-127.9338877874025,-149.33419840311743,143.13040952298752,90,0,0,0,null,0,0,0,null,0,0,0,0,0,0,null,0,0,0,0,0,0,0,0,0]
[null,null,null,null,null,null,null,1,11,11,4,244,878400,9.8630136986301373,-7.1367936124696971,-21.898483015897639,null,0,0,0,0,null,3.0443867731255052,0,0,90,90,-110.98267647284295,-134.33419840311743,134.69996832571243,90,0,0,0,null,0,0,0,null,0,0,0,0,0,0,null,0,0,0,0,0,0,0,0,0]
[null,null,null,null,null,null,null,1,11,11,5,245,882000,9.8630136986301373,-7.1367936124696971,-21.898483015897639,null,0,0,0,0,null,4.0443867731255052,0,0,90,90,-97.497530660078965,-119.33419840311743,125.32849997250355,90,0,0,0,null,0,0,0,null,0,0,0,0,0,0,null,0,0,0,0,0,0,0,0,0]
[null,null,null,null,null,null,null,1,11,11,6,246,885600,9.8630136986301373,-7.1367936124696971,-21.898483015897639,null,0,0,0,0,null,5.0443867731255052,0,0,90,90,-85.846784895474727,-104.33419840311743,115.66688929403283,90,0,0,0,null,0,0,0,null,0,0,0,0,0,0,null,0,0,0,0,0,0,0,0,0]
[null,null,null,null,null,null,null,1,11,11,7,247,889200,9.8630136986301373,-7.1367936124696971,-21.898483015897639,null,0,0,0,0,null,6.0443867731255052,0,0,90,90,-74.978787963349319,-89.334198403117426,106.13542742883072,90,0,0,0,null,0,0,0,null,0,0,0,0,0,0,null,0,0,0,0,0,0,0,0,0]
[null,null,null,null,null,null,null,1,11,11,8,248,892800,9.8630136986301373,-7.1367936124696971,-21.898483015897639,null,0,0,0,0,null,7.0443867731255052,0,0,90,90,-64.188630685451287,-74.334198403117426,97.074124534098516,81.549299658695901,0,0,0,null,0,0,0,null,0,0,0,0,0,0,null,0,0,0,0,0,0,0,0,0]
[null,null,null,null,null,null,null,1,11,11,9,249,896400,9.8630136986301373,-7.1367936124696971,-21.898483015897639,null,4.6383040885779837E-3,0,0,0,null,8.0443867731255043,0,4.6383040885779838,-65.586554229111158,-53.042499446652265,-52.964482282703145,-59.334198403117433,88.820685499137852,68.761129839693055,1.3275513728738328,1.4450285781051102,0.918702503873434,null,6.3385236152150348,11.728424648561154,17.118325681907272,null,0,0,0,0,0,0,null,0,0,0,0,0,0,0,0,0]
[null,null,null,null,null,null,null,1,11,11,10,250,900000,9.8630136986301373,-7.1367936124696971,-21.898483015897639,null,0.24744388888181795,0.19562969643635428,8.9429696436354275E-2,0,null,9.0443867731255061,173.20111956827236,74.24276931354558,-49.881548676472789,-44.134872784403441,-40.934763779836032,-44.334198403117412,81.749550508148289,56.881270732770446,1.471861176727066,1.5370387169118198,0.95759538164678959,null,0.10951977889800817,0.21055278526148433,0.31158579162496047,null,0,0,0,0,0,0,null,0.79060225459756361,0.36141404356551687,0,3.7242809360000004E-2,3.7242809360000004E-2,0,9.215505580922571E-3,9.215505580922571E-3,0]
[null,null,null,null,null,null,null,1,11,11,11,251,903600,9.8630136986301373,-7.1367936124696971,-21.898483015897639,null,0.45270589078964257,0.37097866739549168,0.2680036673954917,0.14627866739549167,null,10.044386773125506,352.99840750913165,99.707483280510928,-33.499600397341609,-39.553900249888287,-27.898802401692738,-29.334198403117409,76.277083348154918,46.625243380560896,1.1767166901410235,1.2119952047680993,0.97089219950022343,null,5.478170376078393E-2,0.11000519545512255,0.16522868714946118,null,0,0,0,0,0,0,null,0.81946949430767002,0.59200393201868917,0.32312075095895432,2.4078050317091912E-2,3.7242809360000004E-2,3.7242809360000004E-2,1.090027521727693E-2,1.686003918682764E-2,1.686003918682764E-2]
[null,null,null,null,null,null,null,1,11,11,12,252,907200,9.8630136986301373,-7.1367936124696971,-21.898483015897639,null,0.54222493970856123,0.40910651527528241,0.30998151527528239,0.19210651527528239,null,11.044386773125506,421.75599383311658,120.46894587544466,-16.532983602412234,-37.332718533703272,-13.912612724705793,-14.334198403117409,72.82008431600255,39.297828981874261,1.0173382892335805,1.0430659672048246,0.97533456293259346,null,4.2417820199052811E-2,8.8524146502371073E-2,0.13463047280568935,null,0,0,0,0,0,0,null,0.7544959394438252,0.57168435565116826,0.35429302713102262,1.8602645166422533E-2,3.7242809360000004E-2,3.7242809360000004E-2,1.0086818153783216E-2,2.019398005980344E-2,2.019398005980344E-2]
[null,null,null,null,null,null,null,1,11,11,13,253,910800,9.8630136986301373,-7.1367936124696971,-21.898483015897639,null,0.64056343611964428,0.4864273278915367,0.38800232789153671,0.27082732789153663,null,12.044386773125506,520.32335434985725,120.24008176978703,0.77047085872537613,-36.699821765502683,0.65066456729704347,0.66580159688259144,71.700923161551003,36.704289487386113,0.97885768281483498,1.0023114125761761,0.97660035646899457,null,3.3408088556592094E-2,7.2436229393732399E-2,0.1114643702308727,null,0,0,0,0,0,0,null,0.7593741703993887,0.60572037992356742,0.42279548381989068,1.5018345395935164E-2,3.3012950676012433E-2,3.7242809360000004E-2,9.6202029316518681E-3,2.1146889121474857E-2,2.3856381934390453E-2]
[null,null,null,null,null,null,null,1,11,11,14,254,914400,9.8630136986301373,-7.1367936124696971,-21.898483015897639,null,0.53795348619674566,0.418217577046546,0.32606757704654604,0.21516757704654602,null,13.044386773125506,412.66749608830065,125.28599010844499,18.057431450574093,-37.459294939470993,15.185196965832041,15.665801596882591,73.035995976854352,39.783454758284201,1.0200471556662489,1.0461148629011483,0.97508141012105798,null,3.8479163219753525E-2,8.4951582567281941E-2,0.13142400191481035,null,0,0,0,0,0,0,null,0.77742330476057431,0.60612596704558463,0.39997431481994861,1.6993668398701402E-2,3.7242809360000004E-2,3.7242809360000004E-2,9.1418031583528868E-3,2.0034899130972793E-2,2.0034899130972793E-2]
[null,null,null,null,null,null,null,1,11,11,15,255,918000,9.8630136986301373,-7.1367936124696971,-21.898483015897639,null,0.3793729352791399,0.31064290173786657,0.2102429017378665,9.109290173786648E-2,null,14.044386773125506,273.91903756535191,105.45389771378797,34.980003870939839,-39.847524673943944,29.097488702579202,30.665801596882591,76.687174832123915,47.441447561439766,1.1932422611858464,1.2297600464512781,0.97030495065211209,null,5.4563723647732244E-2,0.12046194061359246,0.18636015757945265,null,0,0,0,0,0,0,null,0.81883253350505281,0.55418529417015816,0.24011439211086835,2.3975938949295471E-2,3.7242809360000004E-2,3.7242809360000004E-2,9.0958223352676799E-3,1.4128913904944628E-2,1.4128913904944628E-2]
[null,null,null,null,null,null,null,1,11,11,16,256,921600,9.8630136986301373,-7.1367936124696971,-21.898483015897639,null,0.18857669625867476,0.14069021521383726,3.8615215213837262E-2,0,null,15.044386773125506,118.55437551812382,70.022320740550938,51.303292675525284,-44.707054239740124,42.041949810332717,45.665801596882588,82.318936012052447,57.884077722334432,1.4720534094124007,1.54,0.9558788372807796,null,0.11454225484134482,0.24711430905586429,0.37968636327038374,null,0,0,0,0,0,0,null,0.74606363355124972,0.20477193619336681,0,3.7242809360000004E-2,3.7242809360000004E-2,0,7.0231259485004499E-3,7.0231259485004499E-3,0]
[null,null,null,null,null,null,null,1,11,11,17,257,925200,9.8630136986301373,-7.1367936124696971,-21.898483015897639,null,9.2766081771559681E-4,0,0,0,null,16.044386773125506,0,0.92766081771559683,66.948702444913152,-54.16897289302068,53.989020652480555,60.665801596882588,89.511383278935355,69.866906933492572,1.2950655124475312,1.4218720584364763,0.91081718974885506,null,24.901342774059067,51.850847940789656,78.800353107520237,null,0,0,0,0,0,0,null,{"$f":"IF($R259=0, 0, S259/$R259)","v":0},{"$f":"IF($R259=0, 0, T259/$R259)","v":0},{"$f":"IF($R259=0, 0, U259/$R259)","v":0},{"$f":"IF(AU259=0,0,IF(AJ259<0.08,2.10677665*AJ259^2+0.23807711*AJ259+0.00471327,2.10677665*0.08^2+0.23807711*0.08+0.00471327))","v":0},{"$f":"IF(AV259=0,0,IF(AK259<0.08,2.10677665*AK259^2+0.23807711*AK259+0.00471327,2.10677665*0.08^2+0.23807711*0.08+0.00471327))","v":0},{"$f":"IF(AW259=0,0,IF(AL259<0.08,2.10677665*AL259^2+0.23807711*AL259+0.00471327,2.10677665*0.08^2+0.23807711*0.08+0.00471327))","v":0},{"$f":"AX259*$R259","v":0},{"$f":"AY259*$R259","v":0},{"$f":"AZ259*$R259","v":0}]
[null,null,null,null,null,null,null,1,11,11,18,258,928800,9.8630136986301373,-7.1367936124696971,-21.898483015897639,null,0,0,0,0,null,17.044386773125506,0,0,90,90,65.157561628871449,75.665801596882588,97.850997599296306,82.714089358112872,0,0,0,null,0,0,0,null,0,0,0,0,0,0,null,0,0,0,0,0,0,0,0,0]
[null,null,null,null,null,null,null,1,11,11,19,259,932400,9.8630136986301373,-7.1367936124696971,-21.898483015897639,null,0,0,0,0,null,18.044386773125503,0,0,90,90,75.931731639393348,90.665801596882545,106.96736594604315,90,0,0,0,null,0,0,0,null,0,0,0,0,0,0,null,0,0,0,0,0,0,0,0,0]
[null,null,null,null,null,null,null,1,11,11,20,260,936000,9.8630136986301373,-7.1367936124696971,-21.898483015897639,null,0,0,0,0,null,19.044386773125503,0,0,90,90,86.837017306417096,105.66580159688255,116.52462045990902,90,0,0,0,null,0,0,0,null,0,0,0,0,0,0,null,0,0,0,0,0,0,0,0,0]
[null,null,null,null,null,null,null,1,11,11,21,261,939600,9.8630136986301373,-7.1367936124696971,-21.898483015897639,null,0,0,0,0,null,20.044386773125503,0,0,90,90,98.601277449070267,120.66580159688255,126.17951488260535,90,0,0,0,null,0,0,0,null,0,0,0,0,0,0,null,0,0,0,0,0,0,0,0,0]
[null,null,null,null,null,null,null,1,11,11,22,262,943200,9.8630136986301373,-7.1367936124696971,-21.898483015897639,null,0,0,0,0,null,21.044386773125503,0,0,90,90,112.3179755575246,135.66580159688255,135.49882159879078,90,0,0,0,null,0,0,0,null,0,0,0,0,0,0,null,0,0,0,0,0,0,0,0,0]
[null,null,null,null,null,null,null,1,11,11,23,263,946800,9.8630136986301373,-7.1367936124696971,-21.898483015897639,null,0,0,0,0,null,22.044386773125503,0,0,90,90,129.67798639571996,150.66580159688255,143.80019926000639,90,0,0,0,null,0,0,0,null,0,0,0,0,0,0,null,0,0,0,0,0,0,0,0,0]
[null,null,null,null,null,null,null,1,11,11,24,264,950400,9.8630136986301373,-7.1367936124696971,-21.898483015897639,null,0,0,0,0,null,23.044386773125503,0,0,90,90,152.74340135214194,165.66580159688255,149.89513323079808,90,0,0,0,null,0,0,0,null,0,0,0,0,0,0,null,0,0,0,0,0,0,0,0,0]
[null,null,null,null,null,null,null,1,12,12,1,265,954000,10.849315068493151,-7.523621979396518,-21.750852479932206,null,0,0,0,0,null,3.7939633676724614E-2,0,0,90,90,-178.87599368113422,-179.43090549484913,151.94724943536141,90,0,0,0,null,0,0,0,null,0,0,0,0,0,0,null,0,0,0,0,0,0,0,0,0]
[null,null,null,null,null,null,null,1,12,12,2,266,957600,10.849315068493151,-7.523621979396518,-21.750852479932206,null,0,0,0,0,null,1.0379396336767248,0,0,90,90,-150.69816821716418,-164.43090549484913,149.3780850475946,90,0,0,0,null,0,0,0,null,0,0,0,0,0,0,null,0,0,0,0,0,0,0,0,0]
[null,null,null,null,null,null,null,1,12,12,3,267,961200,10.849315068493151,-7.523621979396518,-21.750852479932206,null,0,0,0,0,null,2.0379396336767246,0,0,90,90,-128.19357426633559,-149.43090549484913,143.05600889579102,90,0,0,0,null,0,0,0,null,0,0,0,0,0,0,null,0,0,0,0,0,0,0,0,0]
[null,null,null,null,null,null,null,1,12,12,4,268,964800,10.849315068493151,-7.523621979396518,-21.750852479932206,null,0,0,0,0,null,3.0379396336767246,0,0,90,90,-111.21342139695004,-134.43090549484913,134.64584892195046,90,0,0,0,null,0,0,0,null,0,0,0,0,0,0,null,0,0,0,0,0,0,0,0,0]
[null,null,null,null,null,null,null,1,12,12,5,269,968400,10.849315068493151,-7.523621979396518,-21.750852479932206,null,0,0,0,0,null,4.0379396336767241,0,0,90,90,-97.701916758747771,-119.43090549484914,125.28340103108199,90,0,0,0,null,0,0,0,null,0,0,0,0,0,0,null,0,0,0,0,0,0,0,0,0]
[null,null,null,null,null,null,null,1,12,12,6,270,972000,10.849315068493151,-7.523621979396518,-21.750852479932206,null,0,0,0,0,null,5.037939633676725,0,0,90,90,-86.032104059651701,-104.43090549484913,115.62279816514658,90,0,0,0,null,0,0,0,null,0,0,0,0,0,0,null,0,0,0,0,0,0,0,0,0]
[null,null,null,null,null,null,null,1,12,12,7,271,975600,10.849315068493151,-7.523621979396518,-21.750852479932206,null,0,0,0,0,null,6.037939633676725,0,0,90,90,-75.151238993856438,-89.430905494849128,106.08638494832861,90,0,0,0,null,0,0,0,null,0,0,0,0,0,0,null,0,0,0,0,0,0,0,0,0]
[null,null,null,null,null,null,null,1,12,12,8,272,979200,10.849315068493151,-7.523621979396518,-21.750852479932206,null,0,0,0,0,null,7.037939633676725,0,0,90,90,-64.352319167025115,-74.430905494849128,97.015272628561092,81.583973258829403,0,0,0,null,0,0,0,null,0,0,0,0,0,0,null,0,0,0,0,0,0,0,0,0]
[null,null,null,null,null,null,null,1,12,12,9,273,982800,10.849315068493151,-7.523621979396518,-21.750852479932206,null,6.4936257240091775E-3,0,0,0,null,8.037939633676725,0,6.4936257240091777,-65.643455493027901,-52.914051195960766,-53.12118482816259,-59.430905494849128,88.747817033706752,68.774714470360422,1.3279611021981852,1.4440612566185256,0.91960164162827451,null,5.6824956608706216,9.5324249704035626,13.382354279936505,null,0,0,0,0,0,0,null,0,0,0,0,0,0,0,0,0]
[null,null,null,null,null,null,null,1,12,12,10,274,986400,10.849315068493151,-7.523621979396518,-21.750852479932206,null,0.34994366210510924,0.31079533113511115,0.20789533113511116,8.6245331135111125E-2,null,9.0379396336767233,274.38772401009612,75.555938095013119,-49.948338779754536,-43.992814995841663,-41.083562794842507,-44.430905494849149,81.659139142370165,56.866676376229634,1.4741158806553765,1.5387084694938635,0.95802155501247499,null,0.10201642111545696,0.1734564919246005,0.24489656273374402,null,0,0,0,0,0,0,null,0.88812961853774197,0.59408228708730726,0.24645490253001479,3.7242809360000004E-2,3.7242809360000004E-2,3.7242809360000004E-2,1.3032885094520842E-2,1.3032885094520842E-2,1.3032885094520842E-2]
[null,null,null,null,null,null,null,1,12,12,11,275,990000,10.849315068493151,-7.523621979396518,-21.750852479932206,null,0.5524440076158641,0.45447036151174763,0.3529703615117476,0.23272036151174763,null,10.037939633676723,464.71084276242436,87.733164853439689,-33.580010743475086,-39.412249589845992,-28.035749814049648,-29.430905494849149,76.166794478252356,46.572033531486269,1.1779971606805983,1.2129601289217009,0.97117550082030801,null,6.2449767803417287E-2,0.1077032227334298,0.15295667766344234,null,0,0,0,0,0,0,null,0.82265416086793475,0.63892513385208383,0.42125601563872367,2.779750334149015E-2,3.7242809360000004E-2,3.7242809360000004E-2,1.5356564147688191E-2,2.0574566857712018E-2,2.0574566857712018E-2]
[null,null,null,null,null,null,null,1,12,12,12,276,993600,10.849315068493151,-7.523621979396518,-21.750852479932206,null,0.70189135632256094,0.52854156031649535,0.4292915603164954,0.31129156031649541,null,11.037939633676723,599.84693209041961,102.0444242321413,-16.629397680851746,-37.190439903370503,-14.031230336134234,-14.430905494849151,72.689620057283662,39.195326787956311,1.0178232280646646,1.0432587953617036,0.97561912019325903,null,4.7728184281278931E-2,8.3346232252382607E-2,0.11896428022348629,null,0,0,0,0,0,0,null,0.75302474600299674,0.61162109555771527,0.44350390913410587,2.0875452356574016E-2,3.7242809360000004E-2,3.7242809360000004E-2,1.4652299568402737E-2,2.6140405974952971E-2,2.6140405974952971E-2]
[null,null,null,null,null,null,null,1,12,12,13,277,997200,10.849315068493151,-7.523621979396518,-21.750852479932206,null,0.7022611817677803,0.5067258156739991,0.4064258156739991,0.28737581567399911,null,12.037939633676723,582.38113017888156,119.88005158889871,0.65798041405063279,-36.551825287394287,0.55720924197332899,0.56909450515084892,71.552638625441475,36.555113896773136,0.97882468541864953,1.001973941242152,0.97689634942521142,null,4.684866664163588E-2,8.2447957402757371E-2,0.11804724816387888,null,0,0,0,0,0,0,null,0.72156318593380586,0.57873883140018645,0.40921500879572598,2.0490813425128547E-2,3.7242809360000004E-2,3.7242809360000004E-2,1.4389902851313871E-2,2.6154179313505752E-2,2.6154179313505752E-2]
[null,null,null,null,null,null,null,1,12,12,14,278,1000800,10.849315068493151,-7.523621979396518,-21.750852479932206,null,0.6066320422508118,0.44105172927915015,0.3403267292791502,0.2208517292791502,null,13.037939633676723,493.81301532015357,112.8190269306582,17.931348781418354,-37.298059057560174,15.12092506597077,15.569094505150849,72.874507623942975,39.612054371559942,1.0201385351213828,1.0458626975628367,0.97540388188487959,null,5.406901995862403E-2,9.5280163219770397E-2,0.13649130648091676,null,0,0,0,0,0,0,null,0.72704984003597595,0.56101014383681735,0.36406209019179891,2.3744941000667687E-2,3.7242809360000004E-2,3.7242809360000004E-2,1.4404442052360073E-2,2.2592681501214452E-2,2.2592681501214452E-2]
[null,null,null,null,null,null,null,1,12,12,15,279,1004400,10.849315068493151,-7.523621979396518,-21.750852479932206,null,0.52193617086740041,0.43332360517863239,0.33287360517863235,0.21367360517863246,null,14.037939633676723,436.29020921333097,85.645961654069424,34.844543537032216,-39.662006897023353,29.061915144402303,30.569094505150851,76.517891323363358,47.271677087434306,1.1921206887672824,1.2281345224443865,0.9706759862059533,null,6.3417716279351652E-2,0.11131629352961724,0.15921487077988283,null,0,0,0,0,0,0,null,0.83022336708049238,0.6377668836889252,0.40938646735965906,2.828462514120518E-2,3.7242809360000004E-2,3.7242809360000004E-2,1.4762768940620436E-2,1.9438369309702982E-2,1.9438369309702982E-2]
[null,null,null,null,null,null,null,1,12,12,16,280,1008000,10.849315068493151,-7.523621979396518,-21.750852479932206,null,0.32348363223447274,0.28465047894025131,0.18460047894025136,6.5800478940251303E-2,null,15.037939633676723,248.83255467253153,74.651077561941207,51.163021784635944,-44.479994222693833,42.031130623099308,45.569094505150851,82.146484491961417,57.72554512627817,1.4731024266911543,1.54,0.95656001733191842,null,0.10479664694573493,0.18208030988506749,0.25936397282440005,null,0,0,0,0,0,0,null,0.8799532667975184,0.57066404771430967,0.20341208142660125,3.7242809360000004E-2,3.7242809360000004E-2,3.7242809360000004E-2,1.2047439246388821E-2,1.2047439246388821E-2,1.2047439246388821E-2]
[null,null,null,null,null,null,null,1,12,12,17,281,1011600,10.849315068493151,-7.523621979396518,-21.750852479932206,null,3.7106432708623872E-3,0,0,0,null,16.037939633676725,0,3.7106432708623873,66.807480669240803,-53.875292565426548,53.997827931983217,60.569094505150872,89.338823483116869,69.721268524277122,1.3001801415782219,1.4242728286229063,0.91287295204201402,null,9.4323268083557057,16.169703100038355,22.907079391721002,null,0,0,0,0,0,0,null,0,0,0,0,0,0,0,0,0]
[null,null,null,null,null,null,null,1,12,12,18,282,1015200,10.849315068493151,-7.523621979396518,-21.750852479932206,null,0,0,0,0,null,17.037939633676725,0,0,90,90,65.181291040745833,75.569094505150872,97.679820384208952,82.580726602529637,0,0,0,null,0,0,0,null,0,0,0,0,0,0,null,0,0,0,0,0,0,0,0,0]
[null,null,null,null,null,null,null,1,12,12,19,283,1018800,10.849315068493151,-7.523621979396518,-21.750852479932206,null,0,0,0,0,null,18.037939633676725,0,0,90,90,75.966526576755371,90.569094505150872,106.79781989096649,90,0,0,0,null,0,0,0,null,0,0,0,0,0,0,null,0,0,0,0,0,0,0,0,0]
[null,null,null,null,null,null,null,1,12,12,20,284,1022400,10.849315068493151,-7.523621979396518,-21.750852479932206,null,0,0,0,0,null,19.037939633676725,0,0,90,90,86.879319507504604,105.56909450515087,116.35603886806051,90,0,0,0,null,0,0,0,null,0,0,0,0,0,0,null,0,0,0,0,0,0,0,0,0]
[null,null,null,null,null,null,null,1,12,12,21,285,1026000,10.849315068493151,-7.523621979396518,-21.750852479932206,null,0,0,0,0,null,20.037939633676725,0,0,90,90,98.646184185245417,120.56909450515087,126.01058372001118,90,0,0,0,null,0,0,0,null,0,0,0,0,0,0,null,0,0,0,0,0,0,0,0,0]
[null,null,null,null,null,null,null,1,12,12,22,286,1029600,10.849315068493151,-7.523621979396518,-21.750852479932206,null,0,0,0,0,null,21.037939633676725,0,0,90,90,112.3552948933968,135.56909450515087,135.32803480690598,90,0,0,0,null,0,0,0,null,0,0,0,0,0,0,null,0,0,0,0,0,0,0,0,0]
[null,null,null,null,null,null,null,1,12,12,23,287,1033200,10.849315068493151,-7.523621979396518,-21.750852479932206,null,0,0,0,0,null,22.037939633676725,0,0,90,90,129.68332115274583,150.56909450515087,143.62744372314322,90,0,0,0,null,0,0,0,null,0,0,0,0,0,0,null,0,0,0,0,0,0,0,0,0]
[null,null,null,null,null,null,null,1,12,12,24,288,1036800,10.849315068493151,-7.523621979396518,-21.750852479932206,null,0,0,0,0,null,23.037939633676725,0,0,90,90,152.66779218833591,165.56909450515087,149.72658385230915,90,0,0,0,null,0,0,0,null,0,0,0,0,0,0,null,0,0,0,0,0,0,0,0,0]
[null,null,null,null,null,null,null,1,13,13,1,289,1040400,11.835616438356164,-7.9023692948305584,-21.596776696955132,null,0,0,0,0,null,3.1627178419490622E-2,0,0,90,90,-179.06669218974221,-179.52559232370763,151.79428271873331,90,0,0,0,null,0,0,0,null,0,0,0,0,0,0,null,0,0,0,0,0,0,0,0,0]
[null,null,null,null,null,null,null,1,13,13,2,290,1044000,11.835616438356164,-7.9023692948305584,-21.596776696955132,null,0,0,0,0,null,1.0316271784194906,0,0,90,90,-150.96266615069757,-164.52559232370763,149.26289414782806,90,0,0,0,null,0,0,0,null,0,0,0,0,0,0,null,0,0,0,0,0,0,0,0,0]
[null,null,null,null,null,null,null,1,13,13,3,291,1047600,11.835616438356164,-7.9023692948305584,-21.596776696955132,null,0,0,0,0,null,2.0316271784194906,0,0,90,90,-128.45576981972494,-149.52559232370763,142.9747615262954,90,0,0,0,null,0,0,0,null,0,0,0,0,0,0,null,0,0,0,0,0,0,0,0,0]
[null,null,null,null,null,null,null,1,13,13,4,292,1051200,11.835616438356164,-7.9023692948305584,-21.596776696955132,null,0,0,0,0,null,3.0316271784194906,0,0,90,90,-111.4477160876378,-134.52559232370763,134.58529510335282,90,0,0,0,null,0,0,0,null,0,0,0,0,0,0,null,0,0,0,0,0,0,0,0,0]
[null,null,null,null,null,null,null,1,13,13,5,293,1054800,11.835616438356164,-7.9023692948305584,-21.596776696955132,null,0,0,0,0,null,4.031627178419491,0,0,90,90,-97.909947502217904,-119.52559232370763,125.2321550302605,90,0,0,0,null,0,0,0,null,0,0,0,0,0,0,null,0,0,0,0,0,0,0,0,0]
[null,null,null,null,null,null,null,1,13,13,6,294,1058400,11.835616438356164,-7.9023692948305584,-21.596776696955132,null,0,0,0,0,null,5.031627178419491,0,0,90,90,-86.220838417430997,-104.52559232370763,115.5726922220944,90,0,0,0,null,0,0,0,null,0,0,0,0,0,0,null,0,0,0,0,0,0,0,0,0]
[null,null,null,null,null,null,null,1,13,13,7,295,1062000,11.835616438356164,-7.9023692948305584,-21.596776696955132,null,0,0,0,0,null,6.031627178419491,0,0,90,90,-75.326763475459686,-89.525592323707627,106.03133288178164,90,0,0,0,null,0,0,0,null,0,0,0,0,0,0,null,0,0,0,0,0,0,0,0,0]
[null,null,null,null,null,null,null,1,13,13,8,296,1065600,11.835616438356164,-7.9023692948305584,-21.596776696955132,null,0,0,0,0,null,7.031627178419491,0,0,90,90,-64.518670205315203,-74.525592323707627,96.95032368714233,81.614978560837599,0,0,0,null,0,0,0,null,0,0,0,0,0,0,null,0,0,0,0,0,0,0,0,0]
[null,null,null,null,null,null,null,1,13,13,9,297,1069200,11.835616438356164,-7.9023692948305584,-21.596776696955132,null,2.7829824531467907E-3,0,0,0,null,8.031627178419491,0,2.7829824531467908,-65.696493333384865,-52.774120801613599,-53.280044649608264,-59.525592323707635,88.668706825634544,68.784121493851359,1.3285455428087503,1.4431596133324573,0.92058115438870469,null,12.935762480030681,21.918930868940876,30.902099257851074,null,0,0,0,0,0,0,null,0,0,0,0,0,0,0,0,0]
[null,null,null,null,null,null,null,1,13,13,10,298,1072800,11.835616438356164,-7.9023692948305584,-21.596776696955132,null,0.15799937183083237,6.2724834283709827E-2,0,0,null,9.0316271784194893,84.218328352068639,73.781043478763749,-50.011366639499684,-43.841500570556818,-41.233863671537634,-44.525592323707663,81.562327197716499,56.847299447740788,1.4760522673640275,1.54,0.95847549828832956,null,0.21139324551088018,0.36962172268968274,0.52785019986848536,null,0,0,0,0,0,0,null,0.39699420040016609,0,0,3.7242809360000004E-2,0,0,5.8843404840954452E-3,0,0]
[null,null,null,null,null,null,null,1,13,13,11,299,1076400,11.835616438356164,-7.9023692948305584,-21.596776696955132,null,0.30867252997294975,0.19771107540803384,9.5661075408033841E-2,0,null,10.031627178419489,190.62743126261199,118.04509871033775,-33.656913515656832,-39.262873393247936,-28.173336073398438,-29.525592323707663,76.049990304905847,46.513339836336108,1.1792560441800688,1.2138829621878819,0.97147425321350411,null,0.1001060897861818,0.18109807181383697,0.2620900538414922,null,0,0,0,0,0,0,null,0.64052047464463413,0.30991120400774574,0,3.7242809360000004E-2,3.7242809360000004E-2,0,1.1495832188451455E-2,1.1495832188451455E-2,0]
[null,null,null,null,null,null,null,1,13,13,12,300,1080000,11.835616438356164,-7.9023692948305584,-21.596776696955132,null,0.43419839805688976,0.29363306511872483,0.19548306511872482,7.8583065118724857E-2,null,11.031627178419489,295.72949069672973,138.46890736016002,-16.722728470151079,-37.041333054351959,-14.149403342106789,-14.525592323707661,72.552641726762559,39.086690476535821,1.0183165083981649,1.0434454569403022,0.97591733389129609,null,6.6098815952424714E-2,0.12367618176464137,0.18125354757685802,null,0,0,0,0,0,0,null,0.67626473619613003,0.4502159980173675,0.18098423547944253,2.9654504910231048E-2,3.7242809360000004E-2,3.7242809360000004E-2,1.2875938527192493E-2,1.6170768163250141E-2,1.6170768163250141E-2]
[null,null,null,null,null,null,null,1,13,13,13,301,1083600,11.835616438356164,-7.9023692948305584,-21.596776696955132,null,0.4227143497161418,0.27740309314985923,0.18087809314985914,6.5603093149859168E-2,null,12.031627178419489,264.00600781079891,158.70834190534288,0.5480015250795095,-36.397448872144558,0.46541735480997543,0.47440767629233882,71.398020377161686,36.399752061376113,0.97881163191476583,1.0016440045752386,0.97720510225571089,null,6.4346053116638116E-2,0.12348764605472463,0.18262923899281114,null,0,0,0,0,0,0,null,0.65624243259340265,0.42789674225945046,0.15519485722193369,2.8755521064734751E-2,3.7242809360000004E-2,3.7242809360000004E-2,1.2155371387628167E-2,1.5743069940214641E-2,1.5743069940214641E-2]
[null,null,null,null,null,null,null,1,13,13,14,302,1087200,11.835616438356164,-7.9023692948305584,-21.596776696955132,null,0.38917701729519438,0.26094228991105134,0.16494228991105131,5.0192289911051319E-2,null,13.031627178419489,249.46582222210222,139.71119507309217,17.807129195667091,-37.13054639369323,15.05949302623679,15.474407676292339,72.707060643550449,39.435513028846565,1.0202465138486876,1.0456142583913342,0.97573890721261347,null,6.8092407368186142E-2,0.13233052752685232,0.19656864768551849,null,0,0,0,0,0,0,null,0.67049768695134482,0.4238233055420666,0.12897033401378891,3.0692743488021888E-2,3.7242809360000004E-2,3.7242809360000004E-2,1.1944910363274859E-2,1.4494045462418349E-2,1.4494045462418349E-2]
[null,null,null,null,null,null,null,1,13,13,15,303,1090800,11.835616438356164,-7.9023692948305584,-21.596776696955132,null,0.28507966335090335,0.19703049175987786,0.10210549175987785,0,null,14.031627178419489,175.6315587561119,109.44810459479143,34.710319425376788,-39.470009276588712,29.030147061716693,30.474407676292337,76.343167586570573,47.098309999718452,1.1910282106185623,1.2265238331045214,0.9710599814468226,null,9.2605693754816712E-2,0.18030047950748404,0.26799526526015144,null,0,0,0,0,0,0,null,0.69114187046500708,0.35816476896212912,0,3.7242809360000004E-2,3.7242809360000004E-2,0,1.0617167554590672E-2,1.0617167554590672E-2,0]
[null,null,null,null,null,null,null,1,13,13,16,304,1094400,11.835616438356164,-7.9023692948305584,-21.596776696955132,null,9.8101865607671382E-2,1.5808331234248942E-2,0,0,null,15.031627178419489,36.471527483596297,61.630338124075088,51.023467411905813,-44.2459579440076,42.024815532510488,45.474407676292337,81.969162976338666,57.564760575875027,1.4741836742986849,1.54,0.95726212616797712,null,0.27930151817477128,0.53413866979408819,0.78897582141340505,null,0,0,0,0,0,0,null,0.1611420041436272,0,0,3.7242809360000004E-2,0,0,3.6535890786868462E-3,0,0]
[null,null,null,null,null,null,null,1,13,13,17,305,1098000,11.835616438356164,-7.9023692948305584,-21.596776696955132,null,9.2766081771559681E-4,0,0,0,null,16.031627178419491,0,0.92766081771559683,66.66660895361791,-53.573982809922072,54.011626356519422,60.474407676292365,89.161928952207575,69.574391178110318,1.3053753893805093,1.4266676477884954,0.91498212033054538,null,31.153627972740559,58.103133139471147,85.052638306201743,null,0,0,0,0,0,0,null,0,0,0,0,0,0,0,0,0]
[null,null,null,null,null,null,null,1,13,13,18,306,1101600,11.835616438356164,-7.9023692948305584,-21.596776696955132,null,0,0,0,0,null,17.031627178419491,0,0,90,90,65.210389128923467,75.474407676292373,97.504748624187926,82.446884168113229,0,0,0,null,0,0,0,null,0,0,0,0,0,0,null,0,0,0,0,0,0,0,0,0]
[null,null,null,null,null,null,null,1,13,13,19,307,1105200,11.835616438356164,-7.9023692948305584,-21.596776696955132,null,0,0,0,0,null,18.031627178419491,0,0,90,90,76.007057349043379,90.474407676292373,106.62468663082554,90,0,0,0,null,0,0,0,null,0,0,0,0,0,0,null,0,0,0,0,0,0,0,0,0]
[null,null,null,null,null,null,null,1,13,13,20,308,1108800,11.835616438356164,-7.9023692948305584,-21.596776696955132,null,0,0,0,0,null,19.031627178419491,0,0,90,90,86.927794433308122,105.47440767629237,116.18401403127511,90,0,0,0,null,0,0,0,null,0,0,0,0,0,0,null,0,0,0,0,0,0,0,0,0]
[null,null,null,null,null,null,null,1,13,13,21,309,1112400,11.835616438356164,-7.9023692948305584,-21.596776696955132,null,0,0,0,0,null,20.031627178419491,0,0,90,90,98.697827071170806,120.47440767629237,125.8381507492396,90,0,0,0,null,0,0,0,null,0,0,0,0,0,0,null,0,0,0,0,0,0,0,0,0]
[null,null,null,null,null,null,null,1,13,13,22,310,1116000,11.835616438356164,-7.9023692948305584,-21.596776696955132,null,0,0,0,0,null,21.031627178419491,0,0,90,90,112.40004686756299,135.47440767629237,135.15342356204809,90,0,0,0,null,0,0,0,null,0,0,0,0,0,0,null,0,0,0,0,0,0,0,0,0]
[null,null,null,null,null,null,null,1,13,13,23,311,1119600,11.835616438356164,-7.9023692948305584,-21.596776696955132,null,0,0,0,0,null,22.031627178419491,0,0,90,90,129.69674815616148,150.47440767629237,143.45019144875303,90,0,0,0,null,0,0,0,null,0,0,0,0,0,0,null,0,0,0,0,0,0,0,0,0]
[null,null,null,null,null,null,null,1,13,13,24,312,1123200,11.835616438356164,-7.9023692948305584,-21.596776696955132,null,0,0,0,0,null,23.031627178419491,0,0,90,90,152.60013746694668,165.47440767629237,149.55247834160463,90,0,0,0,null,0,0,0,null,0,0,0,0,0,0,null,0,0,0,0,0,0,0,0,0]
[null,null,null,null,null,null,null,1,14,14,1,313,1126800,12.821917808219178,-8.2726982539156602,-21.436301322946125,null,0,0,0,0,null,2.5455029101405621E-2,0,0,90,90,-179.25189164213501,-179.6181745634789,151.63469236358532,90,0,0,0,null,0,0,0,null,0,0,0,0,0,0,null,0,0,0,0,0,0,0,0,0]
[null,null,null,null,null,null,null,1,14,14,2,314,1130400,12.821917808219178,-8.2726982539156602,-21.436301322946125,null,0,0,0,0,null,1.0254550291014055,0,0,90,90,-151.22625178645319,-164.61817456347893,149.14059698738382,90,0,0,0,null,0,0,0,null,0,0,0,0,0,0,null,0,0,0,0,0,0,0,0,0]
[null,null,null,null,null,null,null,1,14,14,3,315,1134000,12.821917808219178,-8.2726982539156602,-21.436301322946125,null,0,0,0,0,null,2.0254550291014057,0,0,90,90,-128.72019941082908,-149.6181745634789,142.88664396081828,90,0,0,0,null,0,0,0,null,0,0,0,0,0,0,null,0,0,0,0,0,0,0,0,0]
[null,null,null,null,null,null,null,1,14,14,4,316,1137600,12.821917808219178,-8.2726982539156602,-21.436301322946125,null,0,0,0,0,null,3.0254550291014057,0,0,90,90,-111.68535666176314,-134.6181745634789,134.51826882157184,90,0,0,0,null,0,0,0,null,0,0,0,0,0,0,null,0,0,0,0,0,0,0,0,0]
[null,null,null,null,null,null,null,1,14,14,5,317,1141200,12.821917808219178,-8.2726982539156602,-21.436301322946125,null,0,0,0,0,null,4.0254550291014057,0,0,90,90,-98.121468734390973,-119.61817456347892,125.17472291485451,90,0,0,0,null,0,0,0,null,0,0,0,0,0,0,null,0,0,0,0,0,0,0,0,0]
[null,null,null,null,null,null,null,1,14,14,6,318,1144800,12.821917808219178,-8.2726982539156602,-21.436301322946125,null,0,0,0,0,null,5.0254550291014057,0,0,90,90,-86.412864434630009,-104.61817456347892,115.51653762260236,90,0,0,0,null,0,0,0,null,0,0,0,0,0,0,null,0,0,0,0,0,0,0,0,0]
[null,null,null,null,null,null,null,1,14,14,7,319,1148400,12.821917808219178,-8.2726982539156602,-21.436301322946125,null,0,0,0,0,null,6.0254550291014057,0,0,90,90,-75.505257004643113,-89.618174563478917,105.97024555359809,90,0,0,0,null,0,0,0,null,0,0,0,0,0,0,null,0,0,0,0,0,0,0,0,0]
[null,null,null,null,null,null,null,1,14,14,8,320,1152000,12.821917808219178,-8.2726982539156602,-21.436301322946125,null,0,0,0,0,null,7.0254550291014057,0,0,90,90,-64.687592014998515,-74.618174563478917,96.87926177399541,81.642266956696389,0,0,0,null,0,0,0,null,0,0,0,0,0,0,null,0,0,0,0,0,0,0,0,0]
[null,null,null,null,null,null,null,1,14,14,9,321,1155600,12.821917808219178,-8.2726982539156602,-21.436301322946125,null,1.8553216354311936E-3,0,0,0,null,8.0254550291014066,0,1.8553216354311937,-65.745609344560108,-52.622555841181466,-53.440978821028843,-59.618174563478902,88.583349560105631,68.78932115956593,1.3293071242863721,1.4423246411424782,0.92164210911172961,null,16.54699617237258,30.021748755737878,43.496501339103169,null,0,0,0,0,0,0,null,{"$f":"IF($R323=0, 0, S323/$R323)","v":0},{"$f":"IF($R323=0, 0, T323/$R323)","v":0},{"$f":"IF($R323=0, 0, U323/$R323)","v":0},{"$f":"IF(AU323=0,0,IF(AJ323<0.08,2.10677665*AJ323^2+0.23807711*AJ323+0.00471327,2.10677665*0.08^2+0.23807711*0.08+0.00471327))","v":0},{"$f":"IF(AV323=0,0,IF(AK323<0.08,2.10677665*AK323^2+0.23807711*AK323+0.00471327,2.10677665*0.08^2+0.23807711*0.08+0.00471327))","v":0},{"$f":"IF(AW323=0,0,IF(AL323<0.08,2.10677665*AL323^2+0.23807711*AL323+0.00471327,2.10677665*0.08^2+0.23807711*0.08+0.00471327))","v":0},{"$f":"AX323*$R323","v":0},{"$f":"AY323*$R323","v":0},{"$f":"AZ323*$R323","v":0}]
[null,null,null,null,null,null,null,1,14,14,10,322,1159200,12.821917808219178,-8.2726982539156602,-21.436301322946125,null,1.3914912265733954E-2,0,0,0,null,9.0254550291014048,0,13.914912265733953,-50.070567377285641,-43.680887361771404,-41.385589844329516,-44.618174563478931,81.459120409009415,56.823130054607155,1.4767943003886161,1.54,0.95895733791468574,null,2.199079621605216,3.9957132993872553,5.7923469771692941,null,0,0,0,0,0,0,null,0,0,0,0,0,0,0,0,0]
[null,null,null,null,null,null,null,1,14,14,11,323,1162800,12.821917808219178,-8.2726982539156602,-21.436301322946125,null,2.6902163713752307E-2,0,0,0,null,10.025455029101405,0,26.902163713752309,-33.730233439849897,-39.105777112859563,-28.311488642193421,-29.618174563478927,75.926687773765721,46.449171125566131,1.1804924546385525,1.2147628012781988,0.97178844577428081,null,1.1300206304394618,2.0593139120508615,2.9886071936622614,null,0,0,0,0,0,0,null,0,0,0,0,0,0,0,0,0]
[null,null,null,null,null,null,null,1,14,14,12,324,1166400,12.821917808219178,-8.2726982539156602,-21.436301322946125,null,3.4323450255477082E-2,0,0,0,null,11.025455029101405,0,34.323450255477084,-16.812887222583424,-36.88542623383448,-14.267060730076807,-14.618174563478927,72.409177682264726,38.971941645441333,1.018817900129374,1.0436257744451669,0.97622914753233103,null,0.88569184547957824,1.6140568499858103,2.3424218544920428,null,0,0,0,0,0,0,null,0,0,0,0,0,0,0,0,0]
[null,null,null,null,null,null,null,1,14,14,13,325,1170000,12.821917808219178,-8.2726982539156602,-21.436301322946125,null,3.8034093526339477E-2,0,0,0,null,12.025455029101405,0,38.034093526339475,0.44063700554126356,-36.236734134971165,0.37535981708621224,0.3818254365210727,71.237108608768651,36.238238222392965,0.9788187348213937,1.0013219110166238,0.97752653173005766,null,0.79665366492871881,1.4539586689953183,2.1112636730619179,null,0,0,0,0,0,0,null,0,0,0,0,0,0,0,0,0]
[null,null,null,null,null,null,null,1,14,14,14,326,1173600,12.821917808219178,-8.2726982539156602,-21.436301322946125,null,3.5251111073192683E-2,0,0,0,null,13.025455029101405,0,35.251111073192682,17.684886790367369,-36.956808190218055,15.000969997433703,15.381825436521073,72.533707204824694,39.253894571580489,1.0203712018396218,1.0453697735807348,0.9760863836195639,null,0.85954737531782821,1.568744879705475,2.2779423840931221,null,0,0,0,0,0,0,null,0,0,0,0,0,0,0,0,0]
[null,null,null,null,null,null,null,1,14,14,15,327,1177200,12.821917808219178,-8.2726982539156602,-21.436301322946125,null,2.597450289603671E-2,0,0,0,null,14.025455029101405,0,25.974502896036711,34.577451691047635,-39.271590050400555,29.002247333574104,30.381825436521073,76.163066681703256,46.921437478446911,1.1899660392383908,1.2249294202925716,0.97145681989919885,null,1.1665285807884813,2.1290109081717166,3.0914932355549518,null,0,0,0,0,0,0,null,0,0,0,0,0,0,0,0,0]
[null,null,null,null,null,null,null,1,14,14,16,328,1180800,12.821917808219178,-8.2726982539156602,-21.436301322946125,null,1.3914912265733954E-2,0,0,0,null,15.025455029101405,0,13.914912265733953,50.884750252840703,-44.005003176343131,42.023056564496173,45.381825436521069,81.787042844831092,57.401824804052296,1.4752968853252946,1.54,0.95798499047097052,null,2.1847065521829596,3.9813402299649989,5.7779739077470387,null,0,0,0,0,0,0,null,0,0,0,0,0,0,0,0,0]
[null,null,null,null,null,null,null,1,14,14,17,329,1184400,12.821917808219178,-8.2726982539156602,-21.436301322946125,null,1.8553216354311936E-3,0,0,0,null,16.025455029101405,0,1.8553216354311937,66.526204429943178,-53.26507029775194,54.030454523572253,60.381825436521069,88.980776066362921,69.426373016948759,1.3106495088324526,1.4290545246909661,0.91714450791573632,null,16.49309716203912,29.967849745404415,43.442602328769709,null,0,0,0,0,0,0,null,0,0,0,0,0,0,0,0,0]
[null,null,null,null,null,null,null,1,14,14,18,330,1188000,12.821917808219178,-8.2726982539156602,-21.436301322946125,null,0,0,0,0,null,17.025455029101405,0,0,90,90,65.244880386932024,75.381825436521069,97.325860547131796,82.312651658949278,0,0,0,null,0,0,0,null,0,0,0,0,0,0,null,0,0,0,0,0,0,0,0,0]
[null,null,null,null,null,null,null,1,14,14,19,331,1191600,12.821917808219178,-8.2726982539156602,-21.436301322946125,null,0,0,0,0,null,18.025455029101408,0,0,90,90,76.053334423876052,90.381825436521126,106.44804377419378,90,0,0,0,null,0,0,0,null,0,0,0,0,0,0,null,0,0,0,0,0,0,0,0,0]
[null,null,null,null,null,null,null,1,14,14,20,332,1195200,12.821917808219178,-8.2726982539156602,-21.436301322946125,null,0,0,0,0,null,19.025455029101408,0,0,90,90,86.982438316346304,105.38182543652113,116.00862134882173,90,0,0,0,null,0,0,0,null,0,0,0,0,0,0,null,0,0,0,0,0,0,0,0,0]
[null,null,null,null,null,null,null,1,14,14,21,333,1198800,12.821917808219178,-8.2726982539156602,-21.436301322946125,null,0,0,0,0,null,20.025455029101408,0,0,90,90,98.75618718678534,120.38182543652113,125.66228862865097,90,0,0,0,null,0,0,0,null,0,0,0,0,0,0,null,0,0,0,0,0,0,0,0,0]
[null,null,null,null,null,null,null,1,14,14,22,334,1202400,12.821917808219178,-8.2726982539156602,-21.436301322946125,null,0,0,0,0,null,21.025455029101408,0,0,90,90,112.45219736251562,135.38182543652113,134.9750587918605,90,0,0,0,null,0,0,0,null,0,0,0,0,0,0,null,0,0,0,0,0,0,0,0,0]
[null,null,null,null,null,null,null,1,14,14,23,335,1206000,12.821917808219178,-8.2726982539156602,-21.436301322946125,null,0,0,0,0,null,22.025455029101408,0,0,90,90,129.71822962830419,150.38182543652113,143.26851475101344,90,0,0,0,null,0,0,0,null,0,0,0,0,0,0,null,0,0,0,0,0,0,0,0,0]
[null,null,null,null,null,null,null,1,14,14,24,336,1209600,12.821917808219178,-8.2726982539156602,-21.436301322946125,null,0,0,0,0,null,23.025455029101408,0,0,90,90,152.54045765675855,165.38182543652113,149.37289192580386,90,0,0,0,null,0,0,0,null,0,0,0,0,0,0,null,0,0,0,0,0,0,0,0,0]
[null,null,null,null,null,null,null,1,15,15,1,337,1213200,13.808219178082192,-8.6342812424113795,-21.269473910221869,null,0,0,0,0,null,1.9428645959810323E-2,0,0,90,90,-179.43140976454006,-179.70857031060285,151.46854055136092,90,0,0,0,null,0,0,0,null,0,0,0,0,0,0,null,0,0,0,0,0,0,0,0,0]
[null,null,null,null,null,null,null,1,15,15,2,338,1216800,13.808219178082192,-8.6342812424113795,-21.269473910221869,null,0,0,0,0,null,1.0194286459598103,0,0,90,90,-151.48861609354753,-164.70857031060285,149.01121183588714,90,0,0,0,null,0,0,0,null,0,0,0,0,0,0,null,0,0,0,0,0,0,0,0,0]
[null,null,null,null,null,null,null,1,15,15,3,339,1220400,13.808219178082192,-8.6342812424113795,-21.269473910221869,null,0,0,0,0,null,2.0194286459598101,0,0,90,90,-128.98658805845059,-149.70857031060285,142.79163663918689,90,0,0,0,null,0,0,0,null,0,0,0,0,0,0,null,0,0,0,0,0,0,0,0,0]
[null,null,null,null,null,null,null,1,15,15,4,340,1224000,13.808219178082192,-8.6342812424113795,-21.269473910221869,null,0,0,0,0,null,3.0194286459598101,0,0,90,90,-111.92613732639293,-134.70857031060285,134.4447352533997,90,0,0,0,null,0,0,0,null,0,0,0,0,0,0,null,0,0,0,0,0,0,0,0,0]
[null,null,null,null,null,null,null,1,15,15,5,341,1227600,13.808219178082192,-8.6342812424113795,-21.269473910221869,null,0,0,0,0,null,4.0194286459598105,0,0,90,90,-98.336324508844157,-119.70857031060284,125.11106840897773,90,0,0,0,null,0,0,0,null,0,0,0,0,0,0,null,0,0,0,0,0,0,0,0,0]
[null,null,null,null,null,null,null,1,15,15,6,342,1231200,13.808219178082192,-8.6342812424113795,-21.269473910221869,null,0,0,0,0,null,5.0194286459598105,0,0,90,90,-86.608057327052336,-104.70857031060284,115.45430306732666,90,0,0,0,null,0,0,0,null,0,0,0,0,0,0,null,0,0,0,0,0,0,0,0,0]
[null,null,null,null,null,null,null,1,15,15,7,343,1234800,13.808219178082192,-8.6342812424113795,-21.269473910221869,null,0,0,0,0,null,6.0194286459598105,0,0,90,90,-75.686614475316716,-89.708570310602838,105.90309970335646,90,0,0,0,null,0,0,0,null,0,0,0,0,0,0,null,0,0,0,0,0,0,0,0,0]
[null,null,null,null,null,null,null,1,15,15,8,344,1238400,13.808219178082192,-8.6342812424113795,-21.269473910221869,null,0,0,0,0,null,7.0194286459598105,0,0,90,90,-64.858992590958252,-74.708570310602838,96.802073278907471,81.665791655425494,0,0,0,null,0,0,0,null,0,0,0,0,0,0,null,0,0,0,0,0,0,0,0,0]
[null,null,null,null,null,null,null,1,15,15,9,345,1242000,13.808219178082192,-8.6342812424113795,-21.269473910221869,null,1.8553216354311936E-3,0,0,0,null,8.0194286459598096,0,1.8553216354311937,-65.790748625559601,-52.459203421218277,-53.603904604602342,-59.708570310602852,88.491742154398267,68.790285783753916,1.3302482589137599,1.4415572733654867,0.92278557605147193,null,18.379562523710263,31.854315107075557,45.329067690440851,null,0,0,0,0,0,0,null,0,0,0,0,0,0,0,0,0]
[null,null,null,null,null,null,null,1,15,15,10,346,1245600,13.808219178082192,-8.6342812424113795,-21.269473910221869,null,2.0408537989743132E-2,0,0,0,null,9.0194286459598114,0,20.408537989743131,-50.125879948495559,-43.510936107485563,-41.538665248849647,-44.70857031060283,81.34952662393269,56.79416048105454,1.4775794751834166,1.54,0.95946719167754324,null,1.6561695902463525,2.8811470978250155,4.1061246054036786,null,0,0,0,0,0,0,null,0,0,0,0,0,0,0,0,0]
[null,null,null,null,null,null,null,1,15,15,11,347,1249200,13.808219178082192,-8.6342812424113795,-21.269473910221869,null,3.8961754344055063E-2,0,0,0,null,10.019428645959811,0,38.961754344055066,-33.799899324664977,-38.940969121630928,-28.450135662337917,-29.70857031060283,75.796905797997269,46.37953829925096,1.1817055414517521,1.2155987918959796,0.97211806175673809,null,0.85981754579569025,1.5014724307178471,2.1431273156400041,null,0,0,0,0,0,0,null,0,0,0,0,0,0,0,0,0]
[null,null,null,null,null,null,null,1,15,15,12,348,1252800,13.808219178082192,-8.6342812424113795,-21.269473910221869,null,4.823836252121104E-2,0,0,0,null,11.019428645959811,0,48.238362521211037,-16.899789345058444,-36.722750068325546,-14.384132189067437,-14.708570310602829,72.259258099890815,38.851103554662544,1.0193271755253013,1.0437995786901169,0.97655449986334886,null,0.69032194004009884,1.2085816547849177,1.7268413695297369,null,0,0,0,0,0,0,null,0,0,0,0,0,0,0,0,0]
[null,null,null,null,null,null,null,1,15,15,13,349,1256400,13.808219178082192,-8.6342812424113795,-21.269473910221869,null,5.2876666609789021E-2,0,0,0,null,12.019428645959811,0,52.876666609789019,0.33598570171510683,-36.069724460106499,0.28710689924778154,0.29142968939717129,71.069945204647865,36.070608071584431,0.9788461925700892,1.0010079571051453,0.97786055107978698,null,0.62787619055119692,1.1006745268096283,1.5734728630680597,null,0,0,0,0,0,0,null,0,0,0,0,0,0,0,0,0]
[null,null,null,null,null,null,null,1,15,15,14,350,1260000,13.808219178082192,-8.6342812424113795,-21.269473910221869,null,4.5455380068064245E-2,0,0,0,null,13.019428645959811,0,45.455380068064244,17.564732138602441,-36.776896801155097,14.945424463390047,15.291429689397171,72.354501058675808,39.067264994768642,1.0205127005879264,1.0451294642772049,0.97644620639768975,null,0.73038658900853526,1.280376490370384,1.8303663917322328,null,0,0,0,0,0,0,null,0,0,0,0,0,0,0,0,0]
[null,null,null,null,null,null,null,1,15,15,15,351,1263600,13.808219178082192,-8.6342812424113795,-21.269473910221869,null,3.4323450255477082E-2,0,0,0,null,14.019428645959811,0,34.323450255477084,34.446057553433491,-39.066807740000108,28.978277946806028,30.29142968939717,75.977653102312772,46.741153035495977,1.1889353564462786,1.2233526906412018,0.97186638451999974,null,0.97018218600230111,1.6985471905085332,2.4269121950147654,null,0,0,0,0,0,0,null,0,0,0,0,0,0,0,0,0]
[null,null,null,null,null,null,null,1,15,15,16,352,1267200,13.808219178082192,-8.6342812424113795,-21.269473910221869,null,2.0408537989743132E-2,0,0,0,null,15.019428645959811,0,20.408537989743131,50.746988646895183,-43.757186704531058,42.025904477223477,45.29142968939717,81.600196677217795,57.236840190270826,1.4764417974250665,1.54,0.95872843988640677,null,1.6365699501250939,2.861547457703757,4.08652496528242,null,0,0,0,0,0,0,null,0,0,0,0,0,0,0,0,0]
[null,null,null,null,null,null,null,1,15,15,17,353,1270800,13.808219178082192,-8.6342812424113795,-21.269473910221869,null,1.8553216354311936E-3,0,0,0,null,16.01942864595981,0,1.8553216354311937,66.386382337219302,-52.948578331230124,54.054349350928241,60.291429689397148,88.795442085670501,69.277312916456609,1.3160007949209371,1.431431500267272,0.91935995168138895,null,18.16396648237642,31.638719065741714,45.113471649107005,null,0,0,0,0,0,0,null,0,0,0,0,0,0,0,0,0]
[null,null,null,null,null,null,null,1,15,15,18,354,1274400,13.808219178082192,-8.6342812424113795,-21.269473910221869,null,0,0,0,0,null,17.01942864595981,0,0,90,90,65.284787240760863,75.291429689397148,97.143234886255826,82.178118618367762,0,0,0,null,0,0,0,null,0,0,0,0,0,0,null,0,0,0,0,0,0,0,0,0]
[null,null,null,null,null,null,null,1,15,15,19,355,1278000,13.808219178082192,-8.6342812424113795,-21.269473910221869,null,0,0,0,0,null,18.01942864595981,0,0,90,90,76.105365821828286,90.291429689397148,106.26796904362766,90,0,0,0,null,0,0,0,null,0,0,0,0,0,0,null,0,0,0,0,0,0,0,0,0]
[null,null,null,null,null,null,null,1,15,15,20,356,1281600,13.808219178082192,-8.6342812424113795,-21.269473910221869,null,0,0,0,0,null,19.01942864595981,0,0,90,90,87.043244495586322,105.29142968939715,115.82993595732155,90,0,0,0,null,0,0,0,null,0,0,0,0,0,0,null,0,0,0,0,0,0,0,0,0]
[null,null,null,null,null,null,null,1,15,15,21,357,1285200,13.808219178082192,-8.6342812424113795,-21.269473910221869,null,0,0,0,0,null,20.01942864595981,0,0,90,90,98.821242059855834,120.29142968939715,125.48306942481615,90,0,0,0,null,0,0,0,null,0,0,0,0,0,0,null,0,0,0,0,0,0,0,0,0]
[null,null,null,null,null,null,null,1,15,15,22,358,1288800,13.808219178082192,-8.6342812424113795,-21.269473910221869,null,0,0,0,0,null,21.01942864595981,0,0,90,90,112.51170754072285,135.29142968939715,134.79301061352396,90,0,0,0,null,0,0,0,null,0,0,0,0,0,0,null,0,0,0,0,0,0,0,0,0]
[null,null,null,null,null,null,null,1,15,15,23,359,1292400,13.808219178082192,-8.6342812424113795,-21.269473910221869,null,0,0,0,0,null,22.01942864595981,0,0,90,90,129.74772071075344,150.29142968939715,143.08248519904993,90,0,0,0,null,0,0,0,null,0,0,0,0,0,0,null,0,0,0,0,0,0,0,0,0]
[null,null,null,null,null,null,null,1,15,15,24,360,1296000,13.808219178082192,-8.6342812424113795,-21.269473910221869,null,0,0,0,0,null,23.01942864595981,0,0,90,90,152.48876151196137,165.29142968939715,149.18789992942942,90,0,0,0,null,0,0,0,null,0,0,0,0,0,0,null,0,0,0,0,0,0,0,0,0]
[null,null,null,null,null,null,null,1,16,16,1,361,1299600,14.794520547945206,-8.9868006920006014,-21.096343893345161,null,0,0,0,0,null,1.355332179998988E-2,0,0,90,90,-179.60507924150815,-179.79670017300015,151.29589166032656,90,0,0,0,null,0,0,0,null,0,0,0,0,0,0,null,0,0,0,0,0,0,0,0,0]
[null,null,null,null,null,null,null,1,16,16,2,362,1303200,14.794520547945206,-8.9868006920006014,-21.096343893345161,null,0,0,0,0,null,1.0135533217999899,0,0,90,90,-151.74945819588234,-164.79670017300015,148.87476102836837,90,0,0,0,null,0,0,0,null,0,0,0,0,0,0,null,0,0,0,0,0,0,0,0,0]
[null,null,null,null,null,null,null,1,16,16,3,363,1306800,14.794520547945206,-8.9868006920006014,-21.096343893345161,null,0,0,0,0,null,2.0135533217999901,0,0,90,90,-129.2546614873774,-149.79670017300015,142.68972398617339,90,0,0,0,null,0,0,0,null,0,0,0,0,0,0,null,0,0,0,0,0,0,0,0,0]
[null,null,null,null,null,null,null,1,16,16,4,364,1310400,14.794520547945206,-8.9868006920006014,-21.096343893345161,null,0,0,0,0,null,3.0135533217999901,0,0,90,90,-112.16985076452502,-134.79670017300015,134.36466291854126,90,0,0,0,null,0,0,0,null,0,0,0,0,0,0,null,0,0,0,0,0,0,0,0,0]
[null,null,null,null,null,null,null,1,16,16,5,365,1314000,14.794520547945206,-8.9868006920006014,-21.096343893345161,null,0,0,0,0,null,4.0135533217999901,0,0,90,90,-98.554357322729146,-119.79670017300015,125.04115812466625,90,0,0,0,null,0,0,0,null,0,0,0,0,0,0,null,0,0,0,0,0,0,0,0,0]
[null,null,null,null,null,null,null,1,16,16,6,366,1317600,14.794520547945206,-8.9868006920006014,-21.096343893345161,null,0,0,0,0,null,5.0135533217999901,0,0,90,90,-86.806291218219485,-104.79670017300015,115.38595989175462,90,0,0,0,null,0,0,0,null,0,0,0,0,0,0,null,0,0,0,0,0,0,0,0,0]
[null,null,null,null,null,null,null,1,16,16,7,367,1321200,14.794520547945206,-8.9868006920006014,-21.096343893345161,null,0,0,0,0,null,6.0135533217999901,0,0,90,90,-75.870730195972712,-89.796700173000147,105.82987456120985,90,0,0,0,null,0,0,0,null,0,0,0,0,0,0,null,0,0,0,0,0,0,0,0,0]
[null,null,null,null,null,null,null,1,16,16,8,368,1324800,14.794520547945206,-8.9868006920006014,-21.096343893345161,null,0,0,0,0,null,7.0135533217999901,0,0,90,90,-65.032779801585789,-74.796700173000147,96.718746978044933,81.685507752910752,0,0,0,null,0,0,0,null,0,0,0,0,0,0,null,0,0,0,0,0,0,0,0,0]
[null,null,null,null,null,null,null,1,16,16,9,369,1328400,14.794520547945206,-8.9868006920006014,-21.096343893345161,null,1.8553216354311936E-3,0,0,0,null,8.0135533217999892,0,1.8553216354311937,-65.831859814211072,-52.283910518952588,-53.768739528692088,-59.796700173000161,88.393883805911258,68.786989803994516,1.3313713388455912,1.4408583831584119,0.92401262636733172,null,17.193784296374115,30.66853687973941,44.143289463104708,null,0,0,0,0,0,0,null,0,0,0,0,0,0,0,0,0]
[null,null,null,null,null,null,null,1,16,16,10,370,1332000,14.794520547945206,-8.9868006920006014,-21.096343893345161,null,1.3914912265733954E-2,0,0,0,null,9.013553321799991,0,13.914912265733953,-50.177247181896796,-43.331610668602359,-41.693014389443363,-44.796700173000133,81.233555839998189,56.760385232800061,1.478407958711057,1.54,0.96000516799419289,null,2.2853180381387537,4.081951715920793,5.8785853937028323,null,0,0,0,0,0,0,null,0,0,0,0,0,0,0,0,0]
[null,null,null,null,null,null,null,1,16,16,11,371,1335600,14.794520547945206,-8.9868006920006014,-21.096343893345161,null,2.7829824531467907E-2,0,0,0,null,10.013553321799991,0,27.829824531467906,-33.865844115718296,-38.768460829211243,-28.589206014649388,-29.796700173000133,75.660665285437858,46.304454368084585,1.1828944896895666,1.2163901293886195,0.97246307834157752,null,1.1103196128693003,2.0086364517603199,2.9069532906513396,null,0,0,0,0,0,0,null,0,0,0,0,0,0,0,0,0]
[null,null,null,null,null,null,null,1,16,16,12,372,1339200,14.794520547945206,-8.9868006920006014,-21.096343893345161,null,3.2468128620045889E-2,0,0,0,null,11.013553321799991,0,32.468128620045889,-16.983354479173588,-36.553337612586112,-14.500548161821261,-14.796700173000135,72.102914992325083,38.724201160124913,1.0198441092685548,1.0439667089583473,0.97689332477482771,null,0.93630280807841126,1.7062886699849995,2.4762745318915882,null,0,0,0,0,0,0,null,0,0,0,0,0,0,0,0,0]
[null,null,null,null,null,null,null,1,16,16,13,373,1342800,14.794520547945206,-8.9868006920006014,-21.096343893345161,null,3.6178771890908283E-2,0,0,0,null,12.013553321799991,0,36.17877189090828,0.23414237940767504,-35.896465014734787,0.20072818497924477,0.20329982699986537,70.896573751748349,35.896898775402498,0.9788941891632793,1.000702427138223,0.97820706997053042,null,0.83197959540368271,1.5229925483967748,2.2140055013898663,null,0,0,0,0,0,0,null,0,0,0,0,0,0,0,0,0]
[null,null,null,null,null,null,null,1,16,16,14,374,1346400,14.794520547945206,-8.9868006920006014,-21.096343893345161,null,3.4323450255477082E-2,0,0,0,null,13.013553321799991,0,34.323450255477084,17.446772145675006,-36.590865690427485,14.89292419754779,15.203299826999865,72.169497539938448,38.875692488777304,1.0206711028259985,1.0448935442913501,0.976818268619145,null,0.87112454538945361,1.5994895498956856,2.327854554401918,null,0,0,0,0,0,0,null,0,0,0,0,0,0,0,0,0]
[null,null,null,null,null,null,null,1,16,16,15,375,1350000,14.794520547945206,-8.9868006920006014,-21.096343893345161,null,2.5046842078321113E-2,0,0,0,null,14.013553321799991,0,25.046842078321113,34.316251133167455,-38.85572114914936,28.958299951569419,30.203299826999867,75.786992768458177,46.557552530359061,1.1879373115783392,1.2217950135980093,0.97228855770170131,null,1.1897707466201062,2.1879005676101277,3.1860303886001495,null,0,0,0,0,0,0,null,0,0,0,0,0,0,0,0,0]
[null,null,null,null,null,null,null,1,16,16,16,376,1353600,14.794520547945206,-8.9868006920006014,-21.096343893345161,null,1.3914912265733954E-2,0,0,0,null,15.013553321799991,0,13.914912265733953,50.610298409990321,-43.502564342731347,42.033408717241933,45.203299826999867,81.408698236123826,57.069910731168996,1.477618152736581,1.54,0.95949230697180588,null,2.1559604133384469,3.9525940911204862,5.7492277689025251,null,0,0,0,0,0,0,null,0,0,0,0,0,0,0,0,0]
[null,null,null,null,null,null,null,1,16,16,17,377,1357200,14.794520547945206,-8.9868006920006014,-21.096343893345161,null,1.8553216354311936E-3,0,0,0,null,16.013553321799989,0,1.8553216354311937,66.247255861258196,-52.624526875802871,54.083346039452081,60.203299826999839,88.606005123647776,69.12731045069637,1.3214275864339777,1.4337966503586106,0.92162831186937977,null,16.331400131038738,29.806152714404028,43.280905297769323,null,0,0,0,0,0,0,null,0,0,0,0,0,0,0,0,0]
[null,null,null,null,null,null,null,1,16,16,18,378,1360800,14.794520547945206,-8.9868006920006014,-21.096343893345161,null,0,0,0,0,null,17.013553321799989,0,0,90,90,65.330130025038272,75.203299826999839,96.956950847367366,82.043374466571407,0,0,0,null,0,0,0,null,0,0,0,0,0,0,null,0,0,0,0,0,0,0,0,0]
[null,null,null,null,null,null,null,1,16,16,19,379,1364400,14.794520547945206,-8.9868006920006014,-21.096343893345161,null,0,0,0,0,null,18.013553321799989,0,0,90,90,76.163157112270753,90.203299826999839,106.08454024071594,90,0,0,0,null,0,0,0,null,0,0,0,0,0,0,null,0,0,0,0,0,0,0,0,0]
[null,null,null,null,null,null,null,1,16,16,20,380,1368000,14.794520547945206,-8.9868006920006014,-21.096343893345161,null,0,0,0,0,null,19.013553321799989,0,0,90,90,87.110203439577731,105.20329982699984,115.64803269761192,90,0,0,0,null,0,0,0,null,0,0,0,0,0,0,null,0,0,0,0,0,0,0,0,0]
[null,null,null,null,null,null,null,1,16,16,21,381,1371600,14.794520547945206,-8.9868006920006014,-21.096343893345161,null,0,0,0,0,null,20.013553321799989,0,0,90,90,98.892965730286662,120.20329982699984,125.30056458443489,90,0,0,0,null,0,0,0,null,0,0,0,0,0,0,null,0,0,0,0,0,0,0,0,0]
[null,null,null,null,null,null,null,1,16,16,22,382,1375200,14.794520547945206,-8.9868006920006014,-21.096343893345161,null,0,0,0,0,null,21.013553321799989,0,0,90,90,112.57853398001306,135.20329982699985,134.6073483110699,90,0,0,0,null,0,0,0,null,0,0,0,0,0,0,null,0,0,0,0,0,0,0,0,0]
[null,null,null,null,null,null,null,1,16,16,23,383,1378800,14.794520547945206,-8.9868006920006014,-21.096343893345161,null,0,0,0,0,null,22.013553321799989,0,0,90,90,129.78516972588412,150.20329982699985,142.89217358938561,90,0,0,0,null,0,0,0,null,0,0,0,0,0,0,null,0,0,0,0,0,0,0,0,0]
[null,null,null,null,null,null,null,1,16,16,24,384,1382400,14.794520547945206,-8.9868006920006014,-21.096343893345161,null,0,0,0,0,null,23.013553321799989,0,0,90,90,152.44504643881871,165.20329982699985,148.99757770629276,90,0,0,0,null,0,0,0,null,0,0,0,0,0,0,null,0,0,0,0,0,0,0,0,0]
[null,null,null,null,null,null,null,1,17,17,1,385,1386000,15.780821917808218,-9.3299494237854432,-20.916962574476475,null,0,0,0,0,null,7.8341762702425887E-3,0,0,90,90,-179.77274773643776,-179.88248735594635,151.11681215363561,90,0,0,0,null,0,0,0,null,0,0,0,0,0,0,null,{"$f":"IF($R387=0, 0, S387/$R387)","v":0},{"$f":"IF($R387=0, 0, T387/$R387)","v":0},{"$f":"IF($R387=0, 0, U387/$R387)","v":0},{"$f":"IF(AU387=0,0,IF(AJ387<0.08,2.10677665*AJ387^2+0.23807711*AJ387+0.00471327,2.10677665*0.08^2+0.23807711*0.08+0.00471327))","v":0},{"$f":"IF(AV387=0,0,IF(AK387<0.08,2.10677665*AK387^2+0.23807711*AK387+0.00471327,2.10677665*0.08^2+0.23807711*0.08+0.00471327))","v":0},{"$f":"IF(AW387=0,0,IF(AL387<0.08,2.10677665*AL387^2+0.23807711*AL387+0.00471327,2.10677665*0.08^2+0.23807711*0.08+0.00471327))","v":0},{"$f":"AX387*$R387","v":0},{"$f":"AY387*$R387","v":0},{"$f":"AZ387*$R387","v":0}]
[null,null,null,null,null,null,null,1,17,17,2,386,1389600,15.780821917808218,-9.3299494237854432,-20.916962574476475,null,0,0,0,0,null,1.0078341762702427,0,0,90,90,-152.00848608619941,-164.88248735594635,148.73127093929219,90,0,0,0,null,0,0,0,null,0,0,0,0,0,0,null,0,0,0,0,0,0,0,0,0]
[null,null,null,null,null,null,null,1,17,17,3,387,1393200,15.780821917808218,-9.3299494237854432,-20.916962574476475,null,0,0,0,0,null,2.0078341762702423,0,0,90,90,-129.52414677714387,-149.88248735594635,142.58089449451168,90,0,0,0,null,0,0,0,null,0,0,0,0,0,0,null,0,0,0,0,0,0,0,0,0]
[null,null,null,null,null,null,null,1,17,17,4,388,1396800,15.780821917808218,-9.3299494237854432,-20.916962574476475,null,0,0,0,0,null,3.0078341762702423,0,0,90,90,-112.41628852976083,-134.88248735594635,134.27802379305089,90,0,0,0,null,0,0,0,null,0,0,0,0,0,0,null,0,0,0,0,0,0,0,0,0]
[null,null,null,null,null,null,null,1,17,17,5,389,1400400,15.780821917808218,-9.3299494237854432,-20.916962574476475,null,0,0,0,0,null,4.0078341762702427,0,0,90,90,-98.775408358322892,-119.88248735594635,124.96496166854533,90,0,0,0,null,0,0,0,null,0,0,0,0,0,0,null,0,0,0,0,0,0,0,0,0]
[null,null,null,null,null,null,null,1,17,17,6,390,1404000,15.780821917808218,-9.3299494237854432,-20.916962574476475,null,0,0,0,0,null,5.0078341762702427,0,0,90,90,-87.007439302347876,-104.88248735594635,115.31148215729593,90,0,0,0,null,0,0,0,null,0,0,0,0,0,0,null,0,0,0,0,0,0,0,0,0]
[null,null,null,null,null,null,null,1,17,17,7,391,1407600,15.780821917808218,-9.3299494237854432,-20.916962574476475,null,0,0,0,0,null,6.0078341762702427,0,0,90,90,-76.057498010339373,-89.882487355946353,105.75055192306178,90,0,0,0,null,0,0,0,null,0,0,0,0,0,0,null,0,0,0,0,0,0,0,0,0]
[null,null,null,null,null,null,null,1,17,17,8,392,1411200,15.780821917808218,-9.3299494237854432,-20.916962574476475,null,0,0,0,0,null,7.0078341762702427,0,0,90,90,-65.208861484503387,-74.882487355946353,96.629274094797182,81.701372303900968,0,0,0,null,0,0,0,null,0,0,0,0,0,0,null,0,0,0,0,0,0,0,0,0]
[null,null,null,null,null,null,null,1,17,17,9,393,1414800,15.780821917808218,-9.3299494237854432,-20.916962574476475,null,7.4212865417247744E-3,0,0,0,null,8.0078341762702436,0,7.4212865417247746,-65.868895117708774,-52.096524353503575,-53.935401467690319,-59.882487355946346,88.289776040480263,68.779409835720003,1.3326787329917948,1.4402287829989509,0.92532432952547483,null,4.2714965689267981,7.6401847147681226,11.008872860609445,null,0,0,0,0,0,0,null,0,0,0,0,0,0,0,0,0]
[null,null,null,null,null,null,null,1,17,17,10,394,1418400,15.780821917808218,-9.3299494237854432,-20.916962574476475,null,0.23496123198435115,0.17186315830286145,7.0588158302861415E-2,0,null,9.0078341762702419,145.95546429324648,89.005767691104666,-50.224615814301636,-43.142878274903019,-41.848562408290327,-44.882487355946374,81.11122024188235,56.721801083775553,1.4792799023699481,1.54,0.96057136517529096,null,0.1242758209658382,0.23067635261467229,0.33707688426350635,null,0,0,0,0,0,0,null,0.73145325657088767,0.30042470286146061,0,3.7242809360000004E-2,3.7242809360000004E-2,0,8.750616369783925E-3,8.750616369783925E-3,0]
[null,null,null,null,null,null,null,1,17,17,11,395,1422000,15.780821917808218,-9.3299494237854432,-20.916962574476475,null,0.42751628543149112,0.34312570438318707,0.24757570438318702,0.13327570438318698,null,10.007834176270242,307.86951574813423,119.64676968335687,-33.928004943586039,-38.588266799097084,-28.728629379936361,-29.882487355946374,75.517989166089549,46.223934496665755,1.1840585203132665,1.2171360593230325,0.97282346640180584,null,6.2921579637252645E-2,0.1213988841328406,0.17987618862842858,null,0,0,0,0,0,0,null,0.80260265181914914,0.57910239403701191,0.31174415788318366,2.8034450328849395E-2,3.7242809360000004E-2,3.7242809360000004E-2,1.1985184068703338E-2,1.5921907516620371E-2,1.5921907516620371E-2]
[null,null,null,null,null,null,null,1,17,17,12,396,1425600,15.780821917808218,-9.3299494237854432,-20.916962574476475,null,0.51174292180674308,0.37626003460066548,0.27988503460066549,0.16476003460066552,null,11.007834176270242,363.45126261043418,148.2916591963089,-17.063506573491949,-36.377224397785,-14.616239898572863,-14.882487355946372,71.940182227336507,38.591261149191524,1.0203684784902596,1.044127013146984,0.97724555120443002,null,4.8852654203278091E-2,9.7705308406556182E-2,0.14655796260983428,null,0,0,0,0,0,0,null,0.73525205443439046,0.54692507248075339,0.32195859987465786,2.1371963585935273E-2,3.7242809360000004E-2,3.7242809360000004E-2,1.0936951090213835E-2,1.9058744078177921E-2,1.9058744078177921E-2]
[null,null,null,null,null,null,null,1,17,17,13,397,1429200,15.780821917808218,-9.3299494237854432,-20.916962574476475,null,0.5471610999745824,0.3993402433193417,0.30444024331934166,0.19079024331934169,null,12.007834176270242,405.14250758498241,142.01859238959997,0.13519761945367645,-35.717002762436437,0.1162925237044215,0.11751264405362782,70.717039549795771,35.717148999839502,0.97896289385392121,1.0004055928583611,0.97856599447512715,null,4.3314482701897028E-2,8.9004865298834834E-2,0.13469524789577261,null,0,0,0,0,0,0,null,0.7298403401445982,0.55639964780662221,0.34869116852094306,1.8978074101479572E-2,3.7242809360000004E-2,3.7242809360000004E-2,1.0384063900764698E-2,2.0377816535561276E-2,2.0377816535561276E-2]
[null,null,null,null,null,null,null,1,17,17,14,398,1432800,15.780821917808218,-9.3299494237854432,-20.916962574476475,null,0.56458491317346637,0.43384224138582078,0.33779224138582076,0.22299224138582072,null,13.007834176270242,441.85175948867737,122.73315368478899,17.331109913362283,-36.398769430382096,14.843536217851019,15.117512644053628,71.978753569249719,38.679247482140411,1.0208464922738527,1.0446622198267246,0.97720246113923581,null,4.0560772110047633E-2,8.4841091007479552E-2,0.12912140990491147,null,0,0,0,0,0,0,null,0.76842691198963109,0.59830192678569771,0.39496670240869025,1.7835880278598743E-2,3.7242809360000004E-2,3.7242809360000004E-2,1.0069868918465013E-2,2.1026728288851562E-2,2.1026728288851562E-2]
[null,null,null,null,null,null,null,1,17,17,15,399,1436400,15.780821917808218,-9.3299494237854432,-20.916962574476475,null,0.43572831995882366,0.36293710657930417,0.26296210657930413,0.14423710657930416,null,14.007834176270242,328.43493048970458,107.29338946911906,34.188143295770431,-38.638389363416515,28.942373415073867,30.117512644053626,75.591153019047326,46.37073418430294,1.1869730197433905,1.2202577195492452,0.9727232212731669,null,5.2326183439613476E-2,0.10970138457954053,0.1670765857194676,null,0,0,0,0,0,0,null,0.8329435796452288,0.60350015028666038,0.33102532007314689,2.2939353092111425E-2,3.7242809360000004E-2,3.7242809360000004E-2,9.9953257837679579E-3,1.6227746752979555E-2,1.6227746752979555E-2]
[null,null,null,null,null,null,null,1,17,17,16,400,1440000,15.780821917808218,-9.3299494237854432,-20.916962574476475,null,0.14274595026241052,6.930178800513187E-2,0,0,null,15.007834176270242,61.707634794928261,81.038315467482278,50.474792672004526,-43.24119095318531,42.045617373861162,45.117512644053626,81.212622448937196,56.901142007478256,1.4788256977962839,1.54,0.96027642714044403,null,0.16672977381318596,0.34186609084384345,0.51700240787450091,null,0,0,0,0,0,0,null,0.4854903965943278,0,0,3.7242809360000004E-2,0,0,5.3162602125349971E-3,0,0]
[null,null,null,null,null,null,null,1,17,17,17,401,1443600,15.780821917808218,-9.3299494237854432,-20.916962574476475,null,1.8553216354311936E-3,0,0,0,null,16.007834176270244,0,1.8553216354311937,66.108935977788903,-52.292932592246729,54.117478034335754,60.117512644053654,88.412544119902975,68.976465833041786,1.3269282677609964,1.4361480883775886,0.92394947185427279,null,13.690348624699139,27.165101208064431,40.639853791429729,null,0,0,0,0,0,0,null,0,0,0,0,0,0,0,0,0]
[null,null,null,null,null,null,null,1,17,17,18,402,1447200,15.780821917808218,-9.3299494237854432,-20.916962574476475,null,0,0,0,0,null,17.007834176270244,0,0,90,90,65.3809269579275,75.117512644053647,96.767088075499203,81.908508435163384,0,0,0,null,0,0,0,null,0,0,0,0,0,0,null,0,0,0,0,0,0,0,0,0]
[null,null,null,null,null,null,null,1,17,17,19,403,1450800,15.780821917808218,-9.3299494237854432,-20.916962574476475,null,0,0,0,0,null,18.007834176270244,0,0,90,90,76.226711407985633,90.117512644053647,105.89783521090749,90,0,0,0,null,0,0,0,null,0,0,0,0,0,0,null,0,0,0,0,0,0,0,0,0]
[null,null,null,null,null,null,null,1,17,17,20,404,1454400,15.780821917808218,-9.3299494237854432,-20.916962574476475,null,0,0,0,0,null,19.007834176270244,0,0,90,90,87.183302768106188,105.11751264405365,115.46298608201883,90,0,0,0,null,0,0,0,null,0,0,0,0,0,0,null,0,0,0,0,0,0,0,0,0]
[null,null,null,null,null,null,null,1,17,17,21,405,1458000,15.780821917808218,-9.3299494237854432,-20.916962574476475,null,0,0,0,0,null,20.007834176270244,0,0,90,90,98.971328812303412,120.11751264405365,125.11484490753605,90,0,0,0,null,0,0,0,null,0,0,0,0,0,0,null,0,0,0,0,0,0,0,0,0]
[null,null,null,null,null,null,null,1,17,17,22,406,1461600,15.780821917808218,-9.3299494237854432,-20.916962574476475,null,0,0,0,0,null,21.007834176270244,0,0,90,90,112.65262880590838,135.11751264405365,134.41814031521872,90,0,0,0,null,0,0,0,null,0,0,0,0,0,0,null,0,0,0,0,0,0,0,0,0]
[null,null,null,null,null,null,null,1,17,17,23,407,1465200,15.780821917808218,-9.3299494237854432,-20.916962574476475,null,0,0,0,0,null,22.007834176270244,0,0,90,90,129.83051843608061,150.11751264405365,142.69764992277476,90,0,0,0,null,0,0,0,null,0,0,0,0,0,0,null,0,0,0,0,0,0,0,0,0]
[null,null,null,null,null,null,null,1,17,17,24,408,1468800,15.780821917808218,-9.3299494237854432,-20.916962574476475,null,0,0,0,0,null,23.007834176270244,0,0,90,90,152.40929887616406,165.11751264405365,148.80200057758105,90,0,0,0,null,0,0,0,null,0,0,0,0,0,0,null,0,0,0,0,0,0,0,0,0]
[null,null,null,null,null,null,null,1,18,18,1,409,1472400,16.767123287671232,-9.6634309795742048,-20.731383108171936,null,0,0,0,0,null,2.2761503404298842E-3,0,0,90,90,-179.9342778527743,-179.96585774489355,150.93137046898622,90,0,0,0,null,0,0,0,null,0,0,0,0,0,0,null,0,0,0,0,0,0,0,0,0]
[null,null,null,null,null,null,null,1,18,18,2,410,1476000,16.767123287671232,-9.6634309795742048,-20.731383108171936,null,0,0,0,0,null,1.0022761503404298,0,0,90,90,-152.26541729003,-164.96585774489355,148.58077194758945,90,0,0,0,null,0,0,0,null,0,0,0,0,0,0,null,0,0,0,0,0,0,0,0,0]
[null,null,null,null,null,null,null,1,18,18,3,411,1479600,16.767123287671232,-9.6634309795742048,-20.731383108171936,null,0,0,0,0,null,2.0022761503404296,0,0,90,90,-129.79477300572003,-149.96585774489355,142.46514079922002,90,0,0,0,null,0,0,0,null,0,0,0,0,0,0,null,0,0,0,0,0,0,0,0,0]
[null,null,null,null,null,null,null,1,18,18,4,412,1483200,16.767123287671232,-9.6634309795742048,-20.731383108171936,null,0,0,0,0,null,3.0022761503404296,0,0,90,90,-112.66524144832806,-134.96585774489355,134.18479341801066,90,0,0,0,null,0,0,0,null,0,0,0,0,0,0,null,0,0,0,0,0,0,0,0,0]
[null,null,null,null,null,null,null,1,18,18,5,413,1486800,16.767123287671232,-9.6634309795742048,-20.731383108171936,null,0,0,0,0,null,4.00227615034043,0,0,90,90,-98.999317731494486,-119.96585774489355,124.88245174618407,90,0,0,0,null,0,0,0,null,0,0,0,0,0,0,null,0,0,0,0,0,0,0,0,0]
[null,null,null,null,null,null,null,1,18,18,6,414,1490400,16.767123287671232,-9.6634309795742048,-20.731383108171936,null,0,0,0,0,null,5.00227615034043,0,0,90,90,-87.21137401217608,-104.96585774489355,115.23084674129153,90,0,0,0,null,0,0,0,null,0,0,0,0,0,0,null,0,0,0,0,0,0,0,0,0]
[null,null,null,null,null,null,null,1,18,18,7,415,1494000,16.767123287671232,-9.6634309795742048,-20.731383108171936,null,0,0,0,0,null,6.00227615034043,0,0,90,90,-76.246811421284718,-89.965857744893555,105.66511622530172,90,0,0,0,null,0,0,0,null,0,0,0,0,0,0,null,0,0,0,0,0,0,0,0,0]
[null,null,null,null,null,null,null,1,18,18,8,416,1497600,16.767123287671232,-9.6634309795742048,-20.731383108171936,null,0,0,0,0,null,7.00227615034043,0,0,90,90,-65.387145544531307,-74.965857744893555,96.533648360550387,81.713344396036689,0,0,0,null,0,0,0,null,0,0,0,0,0,0,null,0,0,0,0,0,0,0,0,0]
[null,null,null,null,null,null,null,1,18,18,9,417,1501200,16.767123287671232,-9.6634309795742048,-20.731383108171936,null,7.4212865417247744E-3,0,0,0,null,8.00227615034043,0,7.4212865417247746,-65.90181033962223,-51.89689278786706,-54.103808723575007,-59.965857744893547,88.179422760845966,68.767524730648091,1.3341727835943917,1.4396692242264222,0.92672175048493044,null,3.8133549810923784,7.1820431269337019,10.550731272775025,null,0,0,0,0,0,0,null,0,0,0,0,0,0,0,0,0]
[null,null,null,null,null,null,null,1,18,18,10,418,1504800,16.767123287671232,-9.6634309795742048,-20.731383108171936,null,0.1997132282076263,0.14475956153959468,5.1634561539594656E-2,0,null,9.00227615034043,114.81159330703419,84.9016349005921,-50.267936520451528,-42.944709778386596,-42.005235156054255,-44.965857744893547,80.982534239019415,56.678407124882654,1.4801954408238538,1.54,0.96116587066484016,null,0.13018666932252393,0.25536615905572002,0.38054564878891606,null,0,0,0,0,0,0,null,0.72483712190110627,0.25854352264495079,0,3.7242809360000004E-2,3.7242809360000004E-2,0,7.437881684806801E-3,7.437881684806801E-3,0]
[null,null,null,null,null,null,null,1,18,18,11,419,1508400,16.767123287671232,-9.6634309795742048,-20.731383108171936,null,0.41451643098516416,0.34065193872412947,0.24575193872412945,0.13210193872412948,null,10.00227615034043,302.11479333907823,112.40163764608593,-33.986323165493793,-38.400404865953725,-28.868336301615294,-29.965857744893547,75.368902419851494,46.137996048974976,1.1851968903353343,1.2178358779859255,0.97319919026809254,null,5.7175055627284019E-2,0.11748629574045283,0.17779753585362162,null,0,0,0,0,0,0,null,0.82180563485629754,0.59286416738670866,0.31868926983224338,2.5212367459055925E-2,3.7242809360000004E-2,3.7242809360000004E-2,1.0450940575814353E-2,1.5437756415768068E-2,1.5437756415768068E-2]
[null,null,null,null,null,null,null,1,18,18,12,420,1512000,16.767123287671232,-9.6634309795742048,-20.731383108171936,null,0.46308641364220465,0.33933169720306233,0.24145669720306237,0.12483169720306235,null,11.00227615034043,320.29853921221815,142.78787442998652,-17.140173948127888,-36.194448478593976,-14.731139512400146,-14.965857744893549,71.771095546388963,38.45231197783351,1.0209000627927902,1.0442803478962559,0.97761110304281207,null,4.750733200520519E-2,0.10149293655657472,0.15547854110794426,null,0,0,0,0,0,0,null,0.73276107267798363,0.52140743085937202,0.26956458562723307,2.0778560692678569E-2,3.7242809360000004E-2,3.7242809360000004E-2,9.6222691518194018E-3,1.7246639020482731E-2,1.7246639020482731E-2]
[null,null,null,null,null,null,null,1,18,18,13,421,1515600,16.767123287671232,-9.6634309795742048,-20.731383108171936,null,0.47034441610931699,0.3362976526033033,0.23932265260330338,0.12359765260330335,null,12.00227615034043,305.17393586346202,165.17048024585495,3.9237721567123678E-2,-35.53138647597892,3.3867981349939937E-2,3.4142255106450747E-2,70.53138962140558,35.531398935927236,0.97905246084708197,1.0001177131647014,0.97893722704804209,null,4.4222912588305685E-2,9.7375451756942316E-2,0.15052799092557895,null,0,0,0,0,0,0,null,0.71500296609270542,0.50882426665756408,0.26278116284594505,1.9361884684155527E-2,3.7242809360000004E-2,3.7242809360000004E-2,9.1067543465450582E-3,1.7516947422699807E-2,1.7516947422699807E-2]
[null,null,null,null,null,null,null,1,18,18,14,422,1519200,16.767123287671232,-9.6634309795742048,-20.731383108171936,null,0.42876276783408512,0.31523294575472299,0.220632945754723,0.10728294575472302,null,13.00227615034043,284.17349673879278,144.58927109529236,17.217844612446005,-36.200663700508485,14.797326739936107,15.034142255106451,71.782327654566402,38.478002685330424,1.0210389434012583,1.044435689224892,0.97759867259898303,null,4.7345528863306827E-2,0.10565283041910339,0.16396013197489998,null,0,0,0,0,0,0,null,0.73521529713770795,0.51458046805057378,0.25021516279659206,2.0707705332788429E-2,3.7242809360000004E-2,3.7242809360000004E-2,8.8786930539790122E-3,1.5968330023110773E-2,1.5968330023110773E-2]
[null,null,null,null,null,null,null,1,18,18,15,423,1522800,16.767123287671232,-9.6634309795742048,-20.731383108171936,null,0.24560123697165043,0.1646783530086719,6.8753353008671914E-2,0,null,14.00227615034043,117.01306785642463,128.58816911522581,34.061841502335206,-38.414871750858779,28.930557373476237,30.034142255106453,75.390202603528877,46.180798592558908,1.1860435601431853,1.2187420980280224,0.97317025649828237,null,8.306147090926401E-2,0.18485248918042091,0.28664350745157779,null,0,0,0,0,0,0,null,0.6705110895987898,0.27993895249236089,0,3.7242809360000004E-2,3.7242809360000004E-2,0,9.1468800471153616E-3,9.1468800471153616E-3,0]
[null,null,null,null,null,null,null,1,18,18,16,424,1526400,16.767123287671232,-9.6634309795742048,-20.731383108171936,null,0.15131017375830402,9.1168440668313991E-2,0,0,null,15.00227615034043,74.606303225158271,76.703870533145746,50.340581719625781,-42.973120466606908,42.062577131750686,45.034142255106453,81.012045388857103,56.730641147002636,1.480064183444276,1.54,0.96108063860017923,null,0.14010954764921435,0.30533307082045769,0.47055659399170108,null,0,0,0,0,0,0,null,0.60252683876989199,0,0,3.7242809360000004E-2,0,0,5.6352159555089921E-3,0,0]
[null,null,null,null,null,null,null,1,18,18,17,425,1530000,16.767123287671232,-9.6634309795742048,-20.731383108171936,null,1.8553216354311936E-3,0,0,0,null,16.002276150340428,0,1.8553216354311937,65.971531299350886,-51.953808869402998,54.156776984817185,60.034142255106424,88.215138811896551,68.824879853207946,1.3325012706913824,1.4384839679110348,0.92632333791417887,null,12.235075345695687,25.709827929060985,39.18458051242628,null,0,0,0,0,0,0,null,0,0,0,0,0,0,0,0,0]
[null,null,null,null,null,null,null,1,18,18,18,426,1533600,16.767123287671232,-9.6634309795742048,-20.731383108171936,null,0,0,0,0,null,17.002276150340428,0,0,90,90,65.437194114736002,75.034142255106417,96.573726620852767,81.77360949855138,0,0,0,null,0,0,0,null,0,0,0,0,0,0,null,0,0,0,0,0,0,0,0,0]
[null,null,null,null,null,null,null,1,18,18,19,427,1537200,16.767123287671232,-9.6634309795742048,-20.731383108171936,null,0,0,0,0,null,18.002276150340432,0,0,90,90,76.296029358536686,90.034142255106474,105.70793180807944,90,0,0,0,null,0,0,0,null,0,0,0,0,0,0,null,0,0,0,0,0,0,0,0,0]
[null,null,null,null,null,null,null,1,18,18,20,428,1540800,16.767123287671232,-9.6634309795742048,-20.731383108171936,null,0,0,0,0,null,19.002276150340432,0,0,90,90,87.262527272311004,105.03414225510647,115.27487026199948,90,0,0,0,null,0,0,0,null,0,0,0,0,0,0,null,0,0,0,0,0,0,0,0,0]
[null,null,null,null,null,null,null,1,18,18,21,429,1544400,16.767123287671232,-9.6634309795742048,-20.731383108171936,null,0,0,0,0,null,20.002276150340432,0,0,90,90,99.05629855438643,120.03414225510647,124.92598052190289,90,0,0,0,null,0,0,0,null,0,0,0,0,0,0,null,0,0,0,0,0,0,0,0,0]
[null,null,null,null,null,null,null,1,18,18,22,430,1548000,16.767123287671232,-9.6634309795742048,-20.731383108171936,null,0,0,0,0,null,21.002276150340432,0,0,90,90,112.73393982061002,135.03414225510647,134.22545418564431,90,0,0,0,null,0,0,0,null,0,0,0,0,0,0,null,0,0,0,0,0,0,0,0,0]
[null,null,null,null,null,null,null,1,18,18,23,431,1551600,16.767123287671232,-9.6634309795742048,-20.731383108171936,null,0,0,0,0,null,22.002276150340432,0,0,90,90,129.88370229968851,150.03414225510647,142.49898338525929,90,0,0,0,null,0,0,0,null,0,0,0,0,0,0,null,0,0,0,0,0,0,0,0,0]
[null,null,null,null,null,null,null,1,18,18,24,432,1555200,16.767123287671232,-9.6634309795742048,-20.731383108171936,null,0,0,0,0,null,23.002276150340432,0,0,90,90,152.38149468677034,165.03414225510647,148.60124377609736,90,0,0,0,null,0,0,0,null,0,0,0,0,0,0,null,0,0,0,0,0,0,0,0,0]
[null,null,null,null,null,null,null,1,19,19,1,433,1558800,17.753424657534246,-9.9869599405763143,-20.539660485632563,null,0,0,0,0,null,-3.1159990096052879E-3,0,0,90,90,-179.91045296030177,-180.04673998514409,150.73963691045583,90,0,0,0,null,0,0,0,null,0,0,0,0,0,0,null,0,0,0,0,0,0,0,0,0]
[null,null,null,null,null,null,null,1,19,19,2,434,1562400,17.753424657534246,-9.9869599405763143,-20.539660485632563,null,0,0,0,0,null,0.99688400099039476,0,0,90,90,-152.51997947688633,-165.04673998514409,148.42329839320345,90,0,0,0,null,0,0,0,null,0,0,0,0,0,0,null,0,0,0,0,0,0,0,0,0]
[null,null,null,null,null,null,null,1,19,19,3,435,1566000,17.753424657534246,-9.9869599405763143,-20.539660485632563,null,0,0,0,0,null,1.9968840009903948,0,0,90,90,-130.06627188477242,-150.04673998514409,142.34245974301012,90,0,0,0,null,0,0,0,null,0,0,0,0,0,0,null,0,0,0,0,0,0,0,0,0]
[null,null,null,null,null,null,null,1,19,19,4,436,1569600,17.753424657534246,-9.9869599405763143,-20.539660485632563,null,0,0,0,0,null,2.996884000990395,0,0,90,90,-112.91650002677775,-135.04673998514409,134.08495100304609,90,0,0,0,null,0,0,0,null,0,0,0,0,0,0,null,0,0,0,0,0,0,0,0,0]
[null,null,null,null,null,null,null,1,19,19,5,437,1573200,17.753424657534246,-9.9869599405763143,-20.539660485632563,null,0,0,0,0,null,3.996884000990395,0,0,90,90,-99.225924746294183,-120.04673998514407,124.79360426378638,90,0,0,0,null,0,0,0,null,0,0,0,0,0,0,null,0,0,0,0,0,0,0,0,0]
[null,null,null,null,null,null,null,1,19,19,6,438,1576800,17.753424657534246,-9.9869599405763143,-20.539660485632563,null,0,0,0,0,null,4.9968840009903941,0,0,90,90,-87.417967191210636,-105.04673998514409,115.14403342566236,90,0,0,0,null,0,0,0,null,0,0,0,0,0,0,null,0,0,0,0,0,0,0,0,0]
[null,null,null,null,null,null,null,1,19,19,7,439,1580400,17.753424657534246,-9.9869599405763143,-20.539660485632563,null,0,0,0,0,null,5.9968840009903941,0,0,90,90,-76.438563717695232,-90.046739985144086,105.57355461888167,90,0,0,0,null,0,0,0,null,0,0,0,0,0,0,null,0,0,0,0,0,0,0,0,0]
[null,null,null,null,null,null,null,1,19,19,8,440,1584000,17.753424657534246,-9.9869599405763143,-20.539660485632563,null,0,0,0,0,null,6.9968840009903941,0,0,90,90,-65.567540053706665,-75.046739985144086,96.431866075216575,81.721385225751888,0,0,0,null,0,0,0,null,0,0,0,0,0,0,null,0,0,0,0,0,0,0,0,0]
[null,null,null,null,null,null,null,1,19,19,9,441,1587600,17.753424657534246,-9.9869599405763143,-20.539660485632563,null,1.8553216354311936E-3,0,0,0,null,7.9968840009903941,0,1.8553216354311937,-65.930564903484623,-51.684864762859227,-54.273880109035105,-60.046739985144086,88.062830295131988,68.751315636977182,1.3358558024784311,1.4391803966407615,0.92820594665998524,null,13.366954562698373,26.841707146063666,40.316459729428956,null,0,0,0,0,0,0,null,0,0,0,0,0,0,0,0,0]
[null,null,null,null,null,null,null,1,19,19,10,442,1591200,17.753424657534246,-9.9869599405763143,-20.539660485632563,null,1.0204268994871566E-2,0,0,0,null,8.996884000990395,0,10.204268994871565,-50.307163938268779,-42.737079913404848,-42.162959263950427,-45.046739985144072,80.847514503333755,56.630204814645161,1.4811546908000697,1.54,0.96178876025978544,null,2.410755734914809,4.8607107500721352,7.3106657652294604,null,0,0,0,0,0,0,null,0,0,0,0,0,0,0,0,0]
[null,null,null,null,null,null,null,1,19,19,11,443,1594800,17.753424657534246,-9.9869599405763143,-20.539660485632563,null,2.2263859625174326E-2,0,0,0,null,9.996884000990395,0,22.263859625174327,-34.040744400888386,-38.204896252619328,-29.008258249785587,-30.046739985144075,75.213432104392481,46.046658635940609,1.1863088929252013,1.2184889328106605,0.97359020749476133,null,1.0914549592525888,2.2143510078663629,3.3372470564801375,null,0,0,0,0,0,0,null,0,0,0,0,0,0,0,0,0]
[null,null,null,null,null,null,null,1,19,19,12,444,1598400,17.753424657534246,-9.9869599405763143,-20.539660485632563,null,3.8034093526339477E-2,0,0,0,null,10.996884000990395,0,38.034093526339475,-17.213289351735394,-36.005050478933789,-14.845180036097178,-15.046739985144075,71.595692583272879,38.307383909404663,1.0214386442631271,1.0444265787034708,0.9779898990421324,null,0.62575436387140293,1.2830593679380025,1.940364372004602,null,0,0,0,0,0,0,null,0,0,0,0,0,0,0,0,0]
[null,null,null,null,null,null,null,1,19,19,13,445,1602000,17.753424657534246,-9.9869599405763143,-20.539660485632563,null,3.9889415161770664E-2,0,0,0,null,11.996884000990395,0,39.889415161770664,-5.3655381838053219E-2,-35.339666749293158,-4.6478209214000768E-2,-4.6739985144075291E-2,70.339672722016573,35.339690325814182,0.97947830397432278,1.0001609661455142,0.97932066650141369,null,0.59163564831148086,1.2183683266075411,1.8451010049036012,null,0,0,0,0,0,0,null,0,0,0,0,0,0,0,0,0]
[null,null,null,null,null,null,null,1,19,19,14,446,1605600,17.753424657534246,-9.9869599405763143,-20.539660485632563,null,0.48232552850929566,0.35011410005742988,0.24818910005742986,0.12751410005742983,null,12.996884000990395,291.26423471586759,191.06129379342809,17.107071363676621,-35.996605286266067,14.754361128622921,14.953260014855925,71.580279892244093,38.272033135428273,1.0212485212035345,1.0442141427273532,0.97800678942746788,null,4.4368375163844481E-2,9.6200589140298318E-2,0.14803280311675218,null,0,0,0,0,0,0,null,0.72588755801401106,0.51456762163200864,0.2643735247676659,1.9423665427985074E-2,3.7242809360000004E-2,3.7242809360000004E-2,9.3685296931406356E-3,1.7963157707732946E-2,1.7963157707732946E-2]
[null,null,null,null,null,null,null,1,19,19,15,447,1609200,17.753424657534246,-9.9869599405763143,-20.539660485632563,null,0.48415823509979361,0.42199022522080853,0.32139022522080862,0.20204022522080861,null,13.996884000990395,380.75637984665548,103.40185525313814,33.937449667548833,-38.185227963764042,28.922909781937701,29.953260014855925,75.184211672859263,45.987848734314127,1.1851499744602785,1.2172493960105859,0.97362954407247193,null,4.1928441010232555E-2,9.3564452106578058E-2,0.14520046320292357,null,0,0,0,0,0,0,null,0.87159567808204041,0.66381236943034627,0.41730205245639274,1.8399173121335571E-2,3.7242809360000004E-2,3.7242809360000004E-2,8.9081111857213912E-3,1.8031412849895675E-2,1.8031412849895675E-2]
[null,null,null,null,null,null,null,1,19,19,16,448,1612800,17.753424657534246,-9.9869599405763143,-20.539660485632563,null,0.242401398322212,0.20235523763450747,0.10290523763450744,0,null,14.996884000990395,138.32234534768358,104.07905297452842,50.207772844930943,-42.698405904278381,42.084333221761753,44.953260014855928,80.8070442550043,56.558516783457947,1.4813333647222338,1.54,0.96190478228716481,null,8.2920313740443369E-2,0.18605503232308437,0.28918975090572535,null,0,0,0,0,0,0,null,0.83479401948633492,0.42452410896458892,0,3.7242809360000004E-2,3.7242809360000004E-2,0,9.0277090663115657E-3,9.0277090663115657E-3,0]
[null,null,null,null,null,null,null,1,19,19,17,449,1616400,17.753424657534246,-9.9869599405763143,-20.539660485632563,null,8.3489473594403722E-3,0,0,0,null,15.996884000990395,0,8.3489473594403716,65.835147926347744,-51.607165857894287,54.201272702379548,59.953260014855928,88.013869705748832,68.672653810312283,1.3381450762010982,1.4408024852520884,0.92874983899473984,null,2.5033095910429743,5.4976990540130402,8.492088516983106,null,0,0,0,0,0,0,null,{"$f":"IF($R451=0, 0, S451/$R451)","v":0},{"$f":"IF($R451=0, 0, T451/$R451)","v":0},{"$f":"IF($R451=0, 0, U451/$R451)","v":0},{"$f":"IF(AU451=0,0,IF(AJ451<0.08,2.10677665*AJ451^2+0.23807711*AJ451+0.00471327,2.10677665*0.08^2+0.23807711*0.08+0.00471327))","v":0},{"$f":"IF(AV451=0,0,IF(AK451<0.08,2.10677665*AK451^2+0.23807711*AK451+0.00471327,2.10677665*0.08^2+0.23807711*0.08+0.00471327))","v":0},{"$f":"IF(AW451=0,0,IF(AL451<0.08,2.10677665*AL451^2+0.23807711*AL451+0.00471327,2.10677665*0.08^2+0.23807711*0.08+0.00471327))","v":0},{"$f":"AX451*$R451","v":0},{"$f":"AY451*$R451","v":0},{"$f":"AZ451*$R451","v":0}]
[null,null,null,null,null,null,null,1,19,19,18,450,1620000,17.753424657534246,-9.9869599405763143,-20.539660485632563,null,0,0,0,0,null,16.996884000990395,0,0,90,90,65.498945400247962,74.953260014855928,96.376946904011163,81.638766302224624,0,0,0,null,0,0,0,null,0,0,0,0,0,0,null,0,0,0,0,0,0,0,0,0]
[null,null,null,null,null,null,null,1,19,19,19,451,1623600,17.753424657534246,-9.9869599405763143,-20.539660485632563,null,0,0,0,0,null,17.996884000990395,0,0,90,90,76.371109142388434,89.953260014855928,105.51490785881593,90,0,0,0,null,0,0,0,null,0,0,0,0,0,0,null,0,0,0,0,0,0,0,0,0]
[null,null,null,null,null,null,null,1,19,19,20,452,1627200,17.753424657534246,-9.9869599405763143,-20.539660485632563,null,0,0,0,0,null,18.996884000990395,0,0,90,90,87.347858933230697,104.95326001485593,115.08375899612541,90,0,0,0,null,0,0,0,null,0,0,0,0,0,0,null,0,0,0,0,0,0,0,0,0]
[null,null,null,null,null,null,null,1,19,19,21,453,1630800,17.753424657534246,-9.9869599405763143,-20.539660485632563,null,0,0,0,0,null,19.996884000990395,0,0,90,90,99.147838896860335,119.95326001485593,124.73404085867556,90,0,0,0,null,0,0,0,null,0,0,0,0,0,0,null,0,0,0,0,0,0,0,0,0]
[null,null,null,null,null,null,null,1,19,19,22,454,1634400,17.753424657534246,-9.9869599405763143,-20.539660485632563,null,0,0,0,0,null,20.996884000990395,0,0,90,90,112.82241062839064,134.95326001485591,134.02935659557215,90,0,0,0,null,0,0,0,null,0,0,0,0,0,0,null,0,0,0,0,0,0,0,0,0]
[null,null,null,null,null,null,null,1,19,19,23,455,1638000,17.753424657534246,-9.9869599405763143,-20.539660485632563,null,0,0,0,0,null,21.996884000990395,0,0,90,90,129.94465072289819,149.95326001485591,142.29624233328906,90,0,0,0,null,0,0,0,null,0,0,0,0,0,0,null,0,0,0,0,0,0,0,0,0]
[null,null,null,null,null,null,null,1,19,19,24,456,1641600,17.753424657534246,-9.9869599405763143,-20.539660485632563,null,0,0,0,0,null,22.996884000990395,0,0,90,90,152.3615995568214,164.95326001485591,148.39538239657617,90,0,0,0,null,0,0,0,null,0,0,0,0,0,0,null,0,0,0,0,0,0,0,0,0]
[null,null,null,null,null,null,null,1,20,20,1,457,1645200,18.739726027397261,-10.30026223313733,-20.341851518409111,null,0,0,0,0,null,-8.3377038856222423E-3,0,0,90,90,-179.76155255714013,-180.12506555828435,150.54168354304514,90,0,0,0,null,0,0,0,null,0,0,0,0,0,0,null,0,0,0,0,0,0,0,0,0]
[null,null,null,null,null,null,null,1,20,20,2,458,1648800,18.739726027397261,-10.30026223313733,-20.341851518409111,null,0,0,0,0,null,0.99166229611437784,0,0,90,90,-152.77191101655905,-165.12506555828432,148.25888852570725,90,0,0,0,null,0,0,0,null,0,0,0,0,0,0,null,0,0,0,0,0,0,0,0,0]
[null,null,null,null,null,null,null,1,20,20,3,459,1652400,18.739726027397261,-10.30026223313733,-20.341851518409111,null,0,0,0,0,null,1.9916622961143782,0,0,90,90,-130.33837838321227,-150.12506555828432,142.21285243262224,90,0,0,0,null,0,0,0,null,0,0,0,0,0,0,null,0,0,0,0,0,0,0,0,0]
[null,null,null,null,null,null,null,1,20,20,4,460,1656000,18.739726027397261,-10.30026223313733,-20.341851518409111,null,0,0,0,0,null,2.9916622961143782,0,0,90,90,-113.16985486362044,-135.12506555828432,133.97847952430033,90,0,0,0,null,0,0,0,null,0,0,0,0,0,0,null,0,0,0,0,0,0,0,0,0]
[null,null,null,null,null,null,null,1,20,20,5,461,1659600,18.739726027397261,-10.30026223313733,-20.341851518409111,null,0,0,0,0,null,3.9916622961143782,0,0,90,90,-99.455068154819273,-120.12506555828433,124.69839842687097,90,0,0,0,null,0,0,0,null,0,0,0,0,0,0,null,0,0,0,0,0,0,0,0,0]
[null,null,null,null,null,null,null,1,20,20,6,462,1663200,18.739726027397261,-10.30026223313733,-20.341851518409111,null,0,0,0,0,null,4.9916622961143782,0,0,90,90,-87.627090269923968,-105.12506555828433,115.05102498391854,90,0,0,0,null,0,0,0,null,0,0,0,0,0,0,null,0,0,0,0,0,0,0,0,0]
[null,null,null,null,null,null,null,1,20,20,7,463,1666800,18.739726027397261,-10.30026223313733,-20.341851518409111,null,0,0,0,0,null,5.9916622961143782,0,0,90,90,-76.632648104035397,-90.125065558284334,105.47585704251114,90,0,0,0,null,0,0,0,null,0,0,0,0,0,0,null,0,0,0,0,0,0,0,0,0]
[null,null,null,null,null,null,null,1,20,20,8,464,1670400,18.739726027397261,-10.30026223313733,-20.341851518409111,null,0,0,0,0,null,6.9916622961143782,0,0,90,90,-65.749953353143241,-75.125065558284334,96.323926167337248,81.72545817586996,0,0,0,null,0,0,0,null,0,0,0,0,0,0,null,0,0,0,0,0,0,0,0,0]
[null,null,null,null,null,null,null,1,20,20,9,465,1674000,18.739726027397261,-10.30026223313733,-20.341851518409111,null,1.8553216354311936E-3,0,0,0,null,7.9916622961143782,0,1.8553216354311937,-65.955121873068464,-51.460290764120984,-54.445535032004592,-60.125065558284327,87.940007445183781,68.73076606117931,1.3377300669581258,1.438762928157836,0.92977796465115292,null,12.666267428363376,26.141020011728671,39.615772595093965,null,0,0,0,0,0,0,null,0,0,0,0,0,0,0,0,0]
[null,null,null,null,null,null,null,1,20,20,10,466,1677600,18.739726027397261,-10.30026223313733,-20.341851518409111,null,1.0204268994871566E-2,0,0,0,null,8.9916622961143773,0,10.204268994871565,-50.342256689616256,-42.519967562933239,-42.321662217107146,-45.125065558284341,80.706180006986941,56.577198031608837,1.4821577498592484,1.54,0.96244009731120028,null,2.293157894187257,4.7431129093445836,7.1930679245019107,null,0,0,0,0,0,0,null,0,0,0,0,0,0,0,0,0]
[null,null,null,null,null,null,null,1,20,20,11,467,1681200,18.739726027397261,-10.30026223313733,-20.341851518409111,null,1.9480877172027532E-2,0,0,0,null,9.9916622961143773,0,19.480877172027533,-34.091218561043974,-38.001765686269955,-29.14832768667015,-30.125065558284341,75.051607383059249,45.949944164981424,1.1873938574642076,1.2190946227325277,0.97399646862746003,null,1.1960447054949004,2.479354475339214,3.7626642451835277,null,0,0,0,0,0,0,null,0,0,0,0,0,0,0,0,0]
[null,null,null,null,null,null,null,1,20,20,12,468,1684800,18.739726027397261,-10.30026223313733,-20.341851518409111,null,2.5046842078321113E-2,0,0,0,null,10.991662296114377,0,25.046842078321113,-17.282790011017195,-35.809073636073386,-14.958295480508623,-15.125065558284341,71.41401288266826,38.156509054951997,1.0219840074777025,1.0445655800220344,0.97838185272785316,null,0.93025699316270039,1.9283868141527221,2.9265166351427441,null,0,0,0,0,0,0,null,0,0,0,0,0,0,0,0,0]
[null,null,null,null,null,null,null,1,20,20,13,469,1688400,18.739726027397261,-10.30026223313733,-20.341851518409111,null,2.5046842078321113E-2,0,0,0,null,11.991662296114377,0,25.046842078321113,-0.14340420807526955,-35.141896008474646,-0.12467970338271647,-0.12506555828434074,70.141939349562506,35.142066489342803,0.98013769426388353,1.0004302126242257,0.9797162079830507,null,0.93025699316270039,1.9283868141527221,2.9265166351427441,null,0,0,0,0,0,0,null,0,0,0,0,0,0,0,0,0]
[null,null,null,null,null,null,null,1,20,20,14,470,1692000,18.739726027397261,-10.30026223313733,-20.341851518409111,null,2.3191520442889919E-2,0,0,0,null,12.991662296114377,0,23.191520442889921,16.998881127319333,-35.786652077934889,14.714703847732219,14.874934441715659,71.372671967600766,38.061416241631619,1.021475280991472,1.0439977622546388,0.97842669584413022,null,1.0046775526157163,2.08265775928494,3.1606379659541632,null,0,0,0,0,0,0,null,0,0,0,0,0,0,0,0,0]
[null,null,null,null,null,null,null,1,20,20,15,471,1695600,18.739726027397261,-10.30026223313733,-20.341851518409111,null,1.7625555536596341E-2,0,0,0,null,13.991662296114377,0,17.625555536596341,33.815068025323065,-37.949517941420815,28.91948746284875,29.874934441715659,74.973251769670355,45.791989980261221,1.1842932653167522,1.2157808163038768,0.9741009641171583,null,1.3219441481785741,2.7403391569538678,4.1587341657291619,null,0,0,0,0,0,0,null,0,0,0,0,0,0,0,0,0]
[null,null,null,null,null,null,null,1,20,20,16,472,1699200,18.739726027397261,-10.30026223313733,-20.341851518409111,null,1.0204268994871566E-2,0,0,0,null,14.991662296114377,0,10.204268994871565,50.076470200038457,-42.417099401933186,42.110929369983999,44.874934441715659,80.597697351527046,56.384879010973215,1.4826330007630686,1.54,0.96274870179420036,null,2.293157894187257,4.7431129093445836,7.1930679245019107,null,0,0,0,0,0,0,null,0,0,0,0,0,0,0,0,0]
[null,null,null,null,null,null,null,1,20,20,17,473,1702800,18.739726027397261,-10.30026223313733,-20.341851518409111,null,1.8553216354311936E-3,0,0,0,null,15.991662296114377,0,1.8553216354311937,65.699889302619169,-51.253010505305973,54.250993117452943,59.874934441715659,87.808818046041011,68.519889441891024,1.3438582162168033,1.4431018818554742,0.93122892646285804,null,12.774065449030299,26.248818032395594,39.723570615760892,null,0,0,0,0,0,0,null,0,0,0,0,0,0,0,0,0]
[null,null,null,null,null,null,null,1,20,20,18,474,1706400,18.739726027397261,-10.30026223313733,-20.341851518409111,null,0,0,0,0,null,16.991662296114377,0,0,90,90,65.566192519803593,74.874934441715652,96.17682968038703,81.504067087916781,0,0,0,null,0,0,0,null,0,0,0,0,0,0,null,0,0,0,0,0,0,0,0,0]
[null,null,null,null,null,null,null,1,20,20,19,475,1710000,18.739726027397261,-10.30026223313733,-20.341851518409111,null,0,0,0,0,null,17.991662296114377,0,0,90,90,76.451946457785041,89.874934441715652,105.31884112637486,90,0,0,0,null,0,0,0,null,0,0,0,0,0,0,null,0,0,0,0,0,0,0,0,0]
[null,null,null,null,null,null,null,1,20,20,20,476,1713600,18.739726027397261,-10.30026223313733,-20.341851518409111,null,0,0,0,0,null,18.991662296114377,0,0,90,90,87.439276938760415,104.87493444171565,114.88972561838305,90,0,0,0,null,0,0,0,null,0,0,0,0,0,0,null,0,0,0,0,0,0,0,0,0]
[null,null,null,null,null,null,null,1,20,20,21,477,1717200,18.739726027397261,-10.30026223313733,-20.341851518409111,null,0,0,0,0,null,19.991662296114377,0,0,90,90,99.245910527077186,119.87493444171565,124.53909462909165,90,0,0,0,null,0,0,0,null,0,0,0,0,0,0,null,0,0,0,0,0,0,0,0,0]
[null,null,null,null,null,null,null,1,20,20,22,478,1720800,18.739726027397261,-10.30026223313733,-20.341851518409111,null,0,0,0,0,null,20.991662296114377,0,0,90,90,112.91798075720352,134.87493444171565,133.8299133186255,90,0,0,0,null,0,0,0,null,0,0,0,0,0,0,null,0,0,0,0,0,0,0,0,0]
[null,null,null,null,null,null,null,1,20,20,23,479,1724400,18.739726027397261,-10.30026223313733,-20.341851518409111,null,0,0,0,0,null,21.991662296114377,0,0,90,90,130.01328730686558,149.87493444171565,142.08949428274701,90,0,0,0,null,0,0,0,null,0,0,0,0,0,0,null,0,0,0,0,0,0,0,0,0]
[null,null,null,null,null,null,null,1,20,20,24,480,1728000,18.739726027397261,-10.30026223313733,-20.341851518409111,null,0,0,0,0,null,22.991662296114377,0,0,90,90,152.34956940090936,164.87493444171565,148.18449135197201,90,0,0,0,null,0,0,0,null,0,0,0,0,0,0,null,0,0,0,0,0,0,0,0,0]
[null,null,null,null,null,null,null,1,21,21,1,481,1731600,19.726027397260275,-10.603075421161215,-20.138014821567644,null,0,0,0,0,null,-1.3384590352687017E-2,0,0,90,90,-179.61911428772899,-180.20076885529031,150.33758409041207,90,0,0,0,null,0,0,0,null,0,0,0,0,0,0,null,0,0,0,0,0,0,0,0,0]
[null,null,null,null,null,null,null,1,21,21,2,482,1735200,19.726027397260275,-10.603075421161215,-20.138014821567644,null,0,0,0,0,null,0.98661540964731309,0,0,90,90,-153.02096147891245,-165.20076885529031,148.08758444558833,90,0,0,0,null,0,0,0,null,0,0,0,0,0,0,null,0,0,0,0,0,0,0,0,0]
[null,null,null,null,null,null,null,1,21,21,3,483,1738800,19.726027397260275,-10.603075421161215,-20.138014821567644,null,0,0,0,0,null,1.986615409647313,0,0,90,90,-130.61083133583884,-150.20076885529031,142.07632428598109,90,0,0,0,null,0,0,0,null,0,0,0,0,0,0,null,0,0,0,0,0,0,0,0,0]
[null,null,null,null,null,null,null,1,21,21,4,484,1742400,19.726027397260275,-10.603075421161215,-20.138014821567644,null,0,0,0,0,null,2.986615409647313,0,0,90,90,-113.42509706311694,-135.20076885529031,133.86536581651254,90,0,0,0,null,0,0,0,null,0,0,0,0,0,0,null,0,0,0,0,0,0,0,0,0]
[null,null,null,null,null,null,null,1,21,21,5,485,1746000,19.726027397260275,-10.603075421161215,-20.138014821567644,null,0,0,0,0,null,3.986615409647313,0,0,90,90,-99.686586421462522,-120.20076885529031,124.59681683560048,90,0,0,0,null,0,0,0,null,0,0,0,0,0,0,null,0,0,0,0,0,0,0,0,0]
[null,null,null,null,null,null,null,1,21,21,6,486,1749600,19.726027397260275,-10.603075421161215,-20.138014821567644,null,0,0,0,0,null,4.986615409647313,0,0,90,90,-87.838614445406563,-105.20076885529031,114.95180726624973,90,0,0,0,null,0,0,0,null,0,0,0,0,0,0,null,0,0,0,0,0,0,0,0,0]
[null,null,null,null,null,null,null,1,21,21,7,487,1753200,19.726027397260275,-10.603075421161215,-20.138014821567644,null,0,0,0,0,null,5.986615409647313,0,0,90,90,-76.828957832267889,-90.200768855290306,105.37201629474377,90,0,0,0,null,0,0,0,null,0,0,0,0,0,0,null,0,0,0,0,0,0,0,0,0]
[null,null,null,null,null,null,null,1,21,21,8,488,1756800,19.726027397260275,-10.603075421161215,-20.138014821567644,null,0,0,0,0,null,6.986615409647313,0,0,90,90,-65.934294156506112,-75.200768855290306,96.20983025357593,81.725528894699508,0,0,0,null,0,0,0,null,0,0,0,0,0,0,null,0,0,0,0,0,0,0,0,0]
[null,null,null,null,null,null,null,1,21,21,9,489,1760400,19.726027397260275,-10.603075421161215,-20.138014821567644,null,2.7829824531467907E-3,0,0,0,null,7.986615409647313,0,2.7829824531467908,-65.975447969451693,-51.223023323184364,-54.618693581432261,-60.200768855290306,87.810965534615235,68.70586193121278,1.3397978153799748,1.4384173845193211,0.93143883673770933,null,8.3363802649086605,17.319548653818856,26.302717042729054,null,0,0,0,0,0,0,null,0,0,0,0,0,0,0,0,0]
[null,null,null,null,null,null,null,1,21,21,10,490,1764000,19.726027397260275,-10.603075421161215,-20.138014821567644,null,3.6178771890908283E-2,0,0,0,null,8.9866154096473139,0,36.17877189090828,-50.373177396706396,-42.293356030228416,-42.481272429087291,-45.200768855290292,80.558552060012445,56.519393128328041,1.4832046951403446,1.54,0.96311993190931466,null,0.61361950225786566,1.3046324552509576,1.9956454082440496,null,0,0,0,0,0,0,null,0,0,0,0,0,0,0,0,0]
[null,null,null,null,null,null,null,1,21,21,11,491,1767600,19.726027397260275,-10.603075421161215,-20.138014821567644,null,5.7514970698367009E-2,0,0,0,null,9.9866154096473139,0,57.514970698367009,-34.137699872861759,-37.79104151319634,-29.288478133321487,-30.200768855290292,74.883459552713035,45.847876891405214,1.1884511495532313,1.219652398474341,0.97441791697360725,null,0.37033836132345904,0.80500779949653301,1.239677237669607,null,0,0,0,0,0,0,null,0,0,0,0,0,0,0,0,0]
[null,null,null,null,null,null,null,1,21,21,12,492,1771200,19.726027397260275,-10.603075421161215,-20.138014821567644,null,8.3489473594403715E-2,0,0,0,null,10.986615409647314,0,83.489473594403719,-17.348617672882344,-35.606563842780147,-15.07042089425296,-15.200768855290292,71.226097918546103,37.999721414989388,1.0225359394996232,1.0446972353457646,0.97878687231443973,null,0.24553993596354534,0.54497888226055191,0.84441782855755843,null,0,0,0,0,0,0,null,0,0,0,0,0,0,0,0,0]
[null,null,null,null,null,null,null,1,21,21,13,493,1774800,19.726027397260275,-10.603075421161215,-20.138014821567644,null,9.4621403406990878E-2,4.7273675966260953E-4,0,0,null,11.986615409647314,0,94.621403406990879,-0.22993579019306945,-34.938128521650533,-0.2006710946515845,-0.20076885529029198,69.938241753798664,34.93857235104695,0.98079983953867012,1.0006898073705792,0.98012374295669891,null,0.20925498129461398,0.4734658162625609,0.73767665123050785,null,0,0,0,0,0,0,null,4.9960869596199888E-3,0,0,3.7242809360000004E-2,0,0,3.523966888462216E-3,0,0]
[null,null,null,null,null,null,null,1,21,21,14,494,1778400,19.726027397260275,-10.603075421161215,-20.138014821567644,null,9.0910760136128491E-2,4.8031571026407958E-4,0,0,null,12.986615409647314,0,90.910760136128488,16.893360601376084,-35.570863069409597,14.678418408243337,14.799231144709708,71.159567154886005,37.846231831531213,1.0217192681957477,1.0437867212027523,0.97885827386118074,null,0.2133960817283973,0.48839103240932169,0.76338598309024619,null,0,0,0,0,0,0,null,5.2833758022137493E-3,0,0,3.7242809360000004E-2,0,0,3.3857721085225213E-3,0,0]
[null,null,null,null,null,null,null,1,21,21,15,495,1782000,19.726027397260275,-10.603075421161215,-20.138014821567644,null,6.1225613969229389E-2,0,0,0,null,13.986615409647314,0,61.225613969229393,33.694793002272071,-37.707801913895238,28.920346052236876,29.799231144709708,74.757395817563904,45.593330097454896,1.1834743948066928,1.2143375160272649,0.97458439617220949,null,0.31686084862701419,0.72518668448656853,1.1335125203461229,null,0,0,0,0,0,0,null,0,0,0,0,0,0,0,0,0]
[null,null,null,null,null,null,null,1,21,21,16,496,1785600,19.726027397260275,-10.603075421161215,-20.138014821567644,null,3.3395789437761489E-2,0,0,0,null,14.986615409647314,0,33.395789437761486,49.946774658154908,-42.129252235525158,42.142407745059089,44.799231144709708,80.384084065639684,56.209839334061094,1.4826806398954888,1.5386693664538729,0.96361224329342454,null,0.58989472420510292,1.3384920899476194,2.0870894556901356,null,0,0,0,0,0,0,null,0,0,0,0,0,0,0,0,0]
[null,null,null,null,null,null,null,1,21,21,17,497,1789200,19.726027397260275,-10.603075421161215,-20.138014821567644,null,2.7829824531467907E-3,0,0,0,null,15.986615409647314,0,2.7829824531467908,65.565856075876823,-50.891346593360616,54.305964234654546,59.799231144709708,87.600065784565047,68.36668884881486,1.3496392753464923,1.4453804467100939,0.93376057384647548,null,7.330265405350719,16.313433794260913,25.29660218317111,null,0,0,0,0,0,0,null,0,0,0,0,0,0,0,0,0]
[null,null,null,null,null,null,null,1,21,21,18,498,1792800,19.726027397260275,-10.603075421161215,-20.138014821567644,null,0,0,0,0,null,16.986615409647314,0,0,90,90,65.638944949162664,74.799231144709708,95.973456003879619,81.369599615687733,0,0,0,null,0,0,0,null,0,0,0,0,0,0,null,0,0,0,0,0,0,0,0,0]
[null,null,null,null,null,null,null,1,22,22,4,508,1828800,20.712328767123289,-10.895148984882978,-19.928210796320588,null,0,0,0,0,null,2.9817475169186167,0,0,90,90,-113.68201864940892,-135.27378724622076,133.74560065887457,90,0,0,0,null,0,0,0,null,0,0,0,0,0,0,null,0,0,0,0,0,0,0,0,0]
[null,null,null,null,null,null,null,1,22,22,21,525,1890000,20.712328767123289,-10.895148984882978,-19.928210796320588,null,0,0,0,0,null,19.981747516918617,0,0,90,90,99.461474449291075,119.72621275377925,124.14045358446653,90,0,0,0,null,0,0,0,null,0,0,0,0,0,0,null,0,0,0,0,0,0,0,0,0]
[null,null,null,null,null,null,null,1,23,23,14,542,1951200,21.698630136986303,-11.176244585670748,-19.712501612128584,null,8.3489473594403715E-2,3.0613236114670093E-3,0,0,null,12.97706259023882,0,83.489473594403719,16.690653612093076,-35.122019137201576,14.616212010802251,14.655938853582295,70.717127901922424,37.402492147216222,1.022259056105943,1.0433813072241862,0.97975596172559687,null,0.26470402852655378,0.56414297482356035,0.86358192112056675,null,0,0,0,0,0,0,null,3.6667180659673115E-2,0,0,3.7242809360000004E-2,0,0,3.1093825486431317E-3,0,0]
[null,null,null,null,null,null,null,1,23,23,24,552,1987200,21.698630136986303,-11.176244585670748,-19.712501612128584,null,0,0,0,0,null,22.97706259023882,0,0,90,90,152.36008992544561,164.65593885358228,147.52238587509794,90,0,0,0,null,0,0,0,null,0,0,0,0,0,0,null,0,0,0,0,0,0,0,0,0]
[null,null,null,null,null,null,null,1,25,25,1,577,2077200,23.671232876712327,-11.704610938183874,-19.263625174941691,null,0,0,0,0,null,-3.1743515636397948E-2,0,0,90,90,-179.1153564559161,-180.47615273454596,149.46125254377247,90,0,0,0,null,0,0,0,null,0,0,0,0,0,0,null,{"$f":"IF($R579=0, 0, S579/$R579)","v":0},{"$f":"IF($R579=0, 0, T579/$R579)","v":0},{"$f":"IF($R579=0, 0, U579/$R579)","v":0},{"$f":"IF(AU579=0,0,IF(AJ579<0.08,2.10677665*AJ579^2+0.23807711*AJ579+0.00471327,2.10677665*0.08^2+0.23807711*0.08+0.00471327))","v":0},{"$f":"IF(AV579=0,0,IF(AK579<0.08,2.10677665*AK579^2+0.23807711*AK579+0.00471327,2.10677665*0.08^2+0.23807711*0.08+0.00471327))","v":0},{"$f":"IF(AW579=0,0,IF(AL579<0.08,2.10677665*AL579^2+0.23807711*AL579+0.00471327,2.10677665*0.08^2+0.23807711*0.08+0.00471327))","v":0},{"$f":"AX579*$R579","v":0},{"$f":"AY579*$R579","v":0},{"$f":"AZ579*$R579","v":0}]
[null,null,null,null,null,null,null,1,25,25,18,594,2138400,23.671232876712327,-11.704610938183874,-19.263625174941691,null,0,0,0,0,null,16.968256484363604,0,0,90,90,65.985117461534401,74.523847265454052,95.129026190327892,80.835780874944945,0,0,0,null,0,0,0,null,0,0,0,0,0,0,null,0,0,0,0,0,0,0,0,0]
[null,null,null,null,null,null,null,1,26,26,11,611,2199600,24.657534246575342,-11.951468099974887,-19.030590933722692,null,0.37789441223016534,0.3117897349490733,0.22163973494907332,0.11273973494907333,null,9.9641421983337519,250.5927529195169,127.30165931064846,-34.308915575035087,-36.624775981227373,-29.988201500831892,-30.537867024993723,73.949121957028282,45.258268593685493,1.1933028468255857,1.2217069869004211,0.97675044803754518,null,5.4777205828045385E-2,0.12093325151409055,0.1870892972001357,null,0,0,0,0,0,0,null,0.8250710379892322,0.58651233724535334,0.2983366022369407,2.407594126673554E-2,3.7242809360000004E-2,3.7242809360000004E-2,9.0981636738810094E-3,1.4073849552897302E-2,1.4073849552897302E-2]
[null,null,null,null,null,null,null,1,26,26,18,618,2224800,24.657534246575342,-11.951468099974887,-19.030590933722692,null,0,0,0,0,null,16.964142198333754,0,0,90,90,66.085458290677252,74.462132975006313,94.910593857986044,80.703765826002524,0,0,0,null,0,0,0,null,0,0,0,0,0,0,null,0,0,0,0,0,0,0,0,0]
[null,null,null,null,null,null,null,1,27,27,6,630,2268000,25.643835616438356,-12.1865205461428,-18.791917517696248,null,0,0,0,0,null,4.9602246575642868,0,0,90,90,-89.150986597230613,-105.59663013653569,114.22572177425978,90,0,0,0,null,0,0,0,null,0,0,0,0,0,0,null,0,0,0,0,0,0,0,0,0]
[null,null,null,null,null,null,null,1,27,27,23,647,2329200,25.643835616438356,-12.1865205461428,-18.791917517696248,null,0,0,0,0,null,21.960224657564286,0,0,90,90,130.70148422276947,149.40336986346429,140.53555505951414,90,0,0,0,null,0,0,0,null,0,0,0,0,0,0,null,0,0,0,0,0,0,0,0,0]
[null,null,null,null,null,null,null,1,28,28,20,668,2404800,26.63013698630137,-12.409594306436288,-18.547675650946505,null,0,0,0,0,null,18.956506761559396,0,0,90,90,88.386320976922988,104.34760142339094,113.2408979582581,90,0,0,0,null,0,0,0,null,0,0,0,0,0,0,null,0,0,0,0,0,0,0,0,0]
[null,null,null,null,null,null,null,1,29,29,10,682,2455200,27.616438356164384,-12.620528871326007,-18.297937707609776,null,1.205959063030276E-2,0,0,0,null,8.9529911854779005,0,12.059590630302759,-50.467190228998376,-40.138169494990251,-43.782591941785952,-45.70513221783149,79.154322113372203,55.885845149427233,1.4931616569331452,1.54,0.96958549151502926,null,1.9984094600560223,4.0714483190352979,6.1444871780145736,null,0,0,0,0,0,0,null,0,0,0,0,0,0,0,0,0]
[null,null,null,null,null,null,null,1,30,30,3,699,2516400,28.602739726027398,-12.819177351459226,-18.04277769042843,null,0,0,0,0,null,1.9496803774756795,0,0,90,90,-133.03803975814907,-150.75479433786481,140.53919452227328,90,0,0,0,null,0,0,0,null,0,0,0,0,0,0,null,0,0,0,0,0,0,0,0,0]
[null,null,null,null,null,null,null,1,30,30,20,716,2577600,28.602739726027398,-12.819177351459226,-18.04277769042843,null,0,0,0,0,null,18.949680377475676,0,0,90,90,88.681656480805145,104.24520566213515,112.80444368773074,90,0,0,0,null,0,0,0,null,0,0,0,0,0,0,null,0,0,0,0,0,0,0,0,0]
[null,null,null,null,null,null,null,1,31,31,15,735,2646000,29.589041095890412,-13.005406621199153,-17.782271208822387,null,7.2357543781816566E-2,1.6688010463271421E-2,0,0,null,13.946576556313348,0,72.35754378181656,32.626186447049989,-34.973782435085525,29.175657593650122,29.198648344700217,72.346557582494583,43.478084498768958,1.1775469541723353,1.2015142373645997,0.98005243512982898,null,0.21006793770989995,0.55557441420644593,0.90108089070299191,null,0,0,0,0,0,0,null,0.230632627796096,0,0,3.7242809360000004E-2,0,0,2.6947982088240479E-3,0,0]
[null,null,null,null,null,null,null,2,1,32,7,751,2703600,30.575342465753426,-13.17909744608791,-17.5164954564843,null,0,0,0,0,null,5.9436817092318677,0,0,90,90,-79.105163057195966,-90.844774361521985,103.82532497668807,90,0,0,0,null,0,0,0,null,0,0,0,0,0,0,null,0,0,0,0,0,0,0,0,0]
[null,null,null,null,null,null,null,2,1,32,24,768,2764800,30.575342465753426,-13.17909744608791,-17.5164954564843,null,0,0,0,0,null,22.943681709231868,0,0,90,90,152.79106094712489,164.15522563847802,145.28838337217402,90,0,0,0,null,0,0,0,null,0,0,0,0,0,0,null,0,0,0,0,0,0,0,0,0]
[null,null,null,null,null,null,null,2,2,33,17,785,2826000,31.561643835616437,-13.34014459409109,-17.24552918850555,null,2.2263859625174326E-2,0,0,0,null,15.940997590098481,0,22.263859625174327,64.085317545360354,-45.962974242424849,55.381797833064461,59.114963851477221,84.837036972095575,66.53153766060673,1.4001265654850554,1.4705496017288739,0.95211107727272537,null,0.80399357080746237,1.9268896194212368,3.0497856680350117,null,0,0,0,0,0,0,null,0,0,0,0,0,0,0,0,0]
[null,null,null,null,null,null,null,2,3,34,11,803,2890800,32.547945205479451,-13.488456930500913,-16.96945269803923,null,0.36148167792129049,0.29184139394292824,0.20436639394292824,9.8141393942928257E-2,null,9.9385257178249855,213.46541180765462,148.01626611363588,-34.365683044454748,-34.380747220761577,-31.089915081783765,-30.922114232625219,72.140423028045177,44.049551909302295,1.1994543671788109,1.2223881965334569,0.9812385055584768,null,5.7540952337089182E-2,0.12670075081916751,0.19586054930124586,null,0,0,0,0,0,0,null,0.80734767975287025,0.56535754486407819,0.2714975611137273,2.5387909375554116E-2,3.7242809360000004E-2,3.7242809360000004E-2,9.1772640799889643E-3,1.3462593217955544E-2,1.3462593217955544E-2]
[null,null,null,null,null,null,null,2,4,35,4,820,2952000,33.534246575342465,-13.623957496394411,-16.688347792507709,null,0,0,0,0,null,2.9362673750600932,0,0,90,90,-117.08434636326901,-135.95598937409861,131.58675860826642,90,0,0,0,null,0,0,0,null,0,0,0,0,0,0,null,0,0,0,0,0,0,0,0,0]
[null,null,null,null,null,null,null,2,4,35,21,837,3013200,33.534246575342465,-13.623957496394411,-16.688347792507709,null,0,0,0,0,null,19.936267375060091,0,0,90,90,101.46460249058508,119.04401062590136,121.29840585765139,90,0,0,0,null,0,0,0,null,0,0,0,0,0,0,null,0,0,0,0,0,0,0,0,0]
[null,null,null,null,null,null,null,2,5,36,12,852,3067200,34.520547945205479,-13.74658357056231,-16.402297769361216,null,5.9370292333798196E-2,0,0,0,null,10.934223607157296,0,59.370292333798197,-17.869716257284789,-31.824674723254017,-16.593244673110704,-15.986645892640556,67.693443978579552,34.967807418470379,1.0314657695701852,1.0457394325145697,0.98635065055349191,null,0.39076782491759354,0.81185384314775899,1.2329398613779246,null,0,0,0,0,0,0,null,0,0,0,0,0,0,0,0,0]
[null,null,null,null,null,null,null,2,6,37,8,872,3139200,35.506849315068493,-13.856286714844012,-16.111387391395095,null,0,0,0,0,null,6.9323952214192657,0,0,90,90,-69.074488602370749,-76.014071678711019,93.559673525589304,81.164373884518227,0,0,0,null,0,0,0,null,0,0,0,0,0,0,null,0,0,0,0,0,0,0,0,0]
[null,null,null,null,null,null,null,2,6,37,9,873,3142800,35.506849315068493,-13.856286714844012,-16.111387391395095,null,7.4212865417247744E-3,0,0,0,null,7.9323952214192657,0,7.4212865417247746,-65.712391766865508,-45.597732493151433,-57.532517908956088,-61.014071678711012,84.920218448070358,67.714099364397299,1.3753719341373847,1.4428893399632863,0.95320680252054568,null,3.4764861665082463,6.8451743123495694,10.213862458190892,null,0,0,0,0,0,0,null,0,0,0,0,0,0,0,0,0]
[null,null,null,null,null,null,null,2,7,38,2,890,3204000,36.493150684931507,-13.953032802823405,-15.815702861632669,null,0,0,0,0,null,0.93078278661961,0,0,90,90,-156.63152957127537,-166.03825820070585,144.17846984235953,90,0,0,0,null,0,0,0,null,0,0,0,0,0,0,null,0,0,0,0,0,0,0,0,0]
[null,null,null,null,null,null,null,2,8,39,6,918,3304800,37.479452054794521,-14.036802031860123,-15.515331797781535,null,0,0,0,0,null,4.9293866328023315,0,0,90,90,-91.913285644484333,-106.05920050796503,112.10833934720154,90,0,0,0,null,0,0,0,null,0,0,0,0,0,0,null,0,0,0,0,0,0,0,0,0]
[null,null,null,null,null,null,null,2,8,39,13,925,3330000,37.479452054794521,-14.036802031860123,-15.515331797781535,null,0.32094784103322166,0.19130996747550108,9.9984967475501077E-2,0,null,11.929386632802331,124.28659164983462,196.66124938338703,-1.1822471772183651,-30.317855605102476,-1.1231917748437208,-1.0592005079650413,65.322032857175472,30.333395882297982,0.99287330820278208,1.003546741531655,0.98936428878979499,null,8.5995281697947595E-2,0.16388955859826243,0.24178383549857727,null,0,0,0,0,0,0,null,0.59607806321307633,0.31153026969622621,0,3.7242809360000004E-2,3.7242809360000004E-2,0,1.195299925810386E-2,1.195299925810386E-2,0]
[null,null,null,null,null,null,null,2,9,40,6,942,3391200,38.465753424657535,-14.10758891845034,-15.210363206270417,null,0,0,0,0,null,4.9282068513591613,0,0,90,90,-92.146999820350928,-106.07689722961258,111.89307106979631,90,0,0,0,null,0,0,0,null,0,0,0,0,0,0,null,0,0,0,0,0,0,0,0,0]
[null,null,null,null,null,null,null,2,10,41,8,968,3484800,39.452054794520549,-14.165402276930925,-14.900887455874775,null,0,0,0,0,null,6.9272432953844847,0,0,90,90,-69.893110554625139,-76.091350569232731,92.663737388706508,80.857100050463458,0,0,0,null,0,0,0,null,0,0,0,0,0,0,null,0,0,0,0,0,0,0,0,0]
[null,null,null,null,null,null,null,2,10,41,17,977,3517200,39.452054794520549,-14.165402276930925,-14.900887455874775,null,0.18403841429360832,0.12912819779604601,3.8778197796046042E-2,0,null,15.927243295384486,99.197153776882871,84.841260516725455,63.267876689186245,-42.06143760120969,56.528917435986571,58.908649430767284,82.778830982443111,65.367607741099391,1.4307324343957735,1.4844460962838337,0.9638156871963709,null,0.12660400324264917,0.26244520843862468,0.39828641363460016,null,0,0,0,0,0,0,null,0.7016372005359679,0.21070708495771262,0,3.7242809360000004E-2,3.7242809360000004E-2,0,6.8541075784535541E-3,6.8541075784535541E-3,0]
[null,null,null,null,null,null,null,2,11,42,10,994,3578400,40.438356164383563,-14.210265181560503,-14.586996250938435,null,6.3080935604660576E-2,0,0,0,null,8.9264955803073232,0,63.080935604660581,-50.035062675883019,-35.372312240209027,-45.929829114320157,-46.102566295390154,76.069011364982472,54.237718033724455,1.5080532783001563,1.54,0.97925537551958197,null,0.4169246975794203,0.81324095003134067,1.2095572024832613,null,0,0,0,0,0,0,null,0,0,0,0,0,0,0,0,0]
[null,null,null,null,null,null,null,2,12,43,3,1011,3639600,41.424657534246577,-14.242214912030414,-14.268782604199814,null,0,0,0,0,null,1.9259630847994931,0,0,90,90,-136.24539345536198,-151.1105537280076,137.38772735638898,90,0,0,0,null,0,0,0,null,0,0,0,0,0,0,null,0,0,0,0,0,0,0,0,0]
[null,null,null,null,null,null,null,2,13,44,3,1035,3726000,42.410958904109592,-14.261302882478263,-13.94634080923,null,0,0,0,0,null,1.9256449519586956,0,0,90,90,-136.46961664816982,-151.11532572061958,137.10343739494647,90,0,0,0,null,0,0,0,null,0,0,0,0,0,0,null,0,0,0,0,0,0,0,0,0]
[null,null,null,null,null,null,null,2,13,44,14,1046,3765600,42.410958904109592,-14.261302882478263,-13.94634080923,null,0.24907842273335121,0.14992898255997461,4.8928982559974583E-2,0,null,12.925644951958695,65.399205239509001,183.6792174938422,15.333970216526954,-29.149012771919583,14.901583184336531,13.884674279380427,64.909953412898673,31.860007867176083,1.0311468561547046,1.0406679404330539,0.9908509872280804,null,7.0258996375348326E-2,0.17062899119727451,0.27099898601920069,null,0,0,0,0,0,0,null,0.60193484812805242,0.19644006904747061,0,3.184006636651486E-2,3.7242809360000004E-2,0,7.9306735102967468E-3,9.2763802135476907E-3,0]
[null,null,null,null,null,null,null,2,14,45,7,1063,3826800,43.397260273972606,-14.267594554096091,-13.619766412491742,null,0,0,0,0,null,5.9255400907650646,0,0,90,90,-81.9445928811828,-91.116898638524034,101.07445196353351,90,0,0,0,null,0,0,0,null,0,0,0,0,0,0,null,0,0,0,0,0,0,0,0,0]
[null,null,null,null,null,null,null,2,14,45,12,1068,3844800,43.397260273972606,-14.267594554096091,-13.619766412491742,null,0.26749985627309186,0.12567733303062237,2.5152333030622333E-2,0,null,10.925540090765066,66.561783279619732,200.9380729934721,-17.755438538508319,-28.954975300539424,-17.320089486885038,-16.116898638524006,64.988780078636907,32.589170130592258,1.0361483529963467,1.0455108770770167,0.99104502469946054,null,0.11663557668661988,0.21009357082653968,0.30355156496645946,null,0,0,0,0,0,0,null,0.46982205815586603,9.40274637192485E-2,0,3.7242809360000004E-2,3.7242809360000004E-2,0,9.9624461510061605E-3,9.9624461510061605E-3,0]
[null,null,null,null,null,null,null,2,15,46,18,1098,3952800,44.38356164383562,-14.261169331444622,-13.289156185026812,null,4.6383040885779837E-3,0,0,0,null,16.925647177809257,0,4.6383040885779838,90,90,69.224979264972632,73.884707667138855,90.069184330435064,78.319270843886315,0,0,0,null,6.1444871780145744,11.534388211360692,16.924289244706813,null,0,0,0,0,0,0,null,0,0,0,0,0,0,0,0,0]
[null,null,null,null,null,null,null,2,16,47,11,1115,4014000,45.369863013698627,-14.242120442604158,-12.9546080937808,null,0.22106523764398262,0.11445653607190982,1.4781536071909823E-2,0,null,9.9259646592899298,53.209764830656383,167.85547281332623,-33.896923003157184,-29.838907139229818,-32.778178121497064,-31.110530110651055,68.448926967500597,41.458686944245706,1.2047914571223057,1.2167630760378862,0.99016109286077014,null,0.11037465799708997,0.22346344692853459,0.33655223585997929,null,0,0,0,0,0,0,null,0.51775004198641961,6.686504051674981E-2,0,3.7242809360000004E-2,3.7242809360000004E-2,0,8.2330905016979403E-3,8.2330905016979403E-3,0]
[null,null,null,null,null,null,null,2,17,48,4,1132,4075200,46.356164383561641,-14.210554803311856,-12.616221272573238,null,0,0,0,0,null,2.9264907532781357,0,0,90,90,-120.34542583833021,-136.10263870082795,128.36755058130245,90,0,0,0,null,0,0,0,null,0,0,0,0,0,0,null,0,0,0,0,0,0,0,0,0]
[null,null,null,null,null,null,null,2,17,48,6,1134,4082400,46.356164383561641,-14.210554803311856,-12.616221272573238,null,0,0,0,0,null,4.9264907532781361,0,0,90,90,-94.011484877212382,-106.10263870082795,109.97004886478523,90,0,0,0,null,0,0,0,null,0,0,0,0,0,0,null,0,0,0,0,0,0,0,0,0]
[null,null,null,null,null,null,null,2,17,48,23,1151,4143600,46.356164383561641,-14.210554803311856,-12.616221272573238,null,0,0,0,0,null,21.926490753278134,0,0,90,90,134.6065516643211,148.89736129917202,134.92273440182763,90,0,0,0,null,0,0,0,null,0,0,0,0,0,0,null,0,0,0,0,0,0,0,0,0]
[null,null,null,null,null,null,null,2,18,49,16,1168,4204800,47.342465753424655,-14.166592865253882,-12.274095992722279,null,0.11269287249427559,1.1109919035189758E-2,0,0,null,14.927223452245768,5.6368911058145299,107.05598138846106,47.254384727386494,-31.603280865743219,45.116027135947206,43.908351783686513,73.021302531298986,51.220771646369563,1.4519280165578903,1.4713596181846624,0.98679343826851351,null,0.22450399426356937,0.44634588582836121,0.66818777739315305,null,0,0,0,0,0,0,null,9.8585818155927332E-2,0,0,3.7242809360000004E-2,0,0,4.1969991665350937E-3,0,0]
[null,null,null,null,null,null,null,2,19,50,9,1185,4266000,48.328767123287669,-14.110368448699653,-11.928333633331968,null,1.1131929812587163E-2,0,0,0,null,7.9281605258550059,0,11.131929812587163,-64.706630561227044,-38.39593417793958,-59.980228428736638,-61.077592112174912,81.514952454624279,66.128572012853326,1.420871493439821,1.4599872804591403,0.97320813164412079,null,2.3176574443388303,4.5634495415663787,6.8092416387939281,null,0,0,0,0,0,0,null,0,0,0,0,0,0,0,0,0]
[null,null,null,null,null,null,null,2,20,51,1,1201,4323600,49.315068493150683,-14.042028559683859,-11.579036651251597,null,0,0,0,0,null,-7.0700475994731019E-2,0,0,90,90,-178.32101195076328,-181.06050713992096,141.76900725368606,90,0,0,0,null,0,0,0,null,0,0,0,0,0,0,null,0,0,0,0,0,0,0,0,0]
[null,null,null,null,null,null,null,2,20,51,20,1220,4392000,49.315068493150683,-14.042028559683859,-11.579036651251597,null,0,0,0,0,null,18.929299524005266,0,0,90,90,93.052069470133205,103.93949286007899,107.79626511036905,90,0,0,0,null,0,0,0,null,0,0,0,0,0,0,null,0,0,0,0,0,0,0,0,0]
[null,null,null,null,null,null,null,2,21,52,13,1237,4453200,50.301369863013697,-13.961733191960072,-11.226308550715363,null,0.20116130700096219,0.11926760443353672,2.2617604433536699E-2,0,null,11.930637780133997,15.273417342241723,185.88788965872047,-1.1356795795158121,-26.028112707961839,-1.1664646273251424,-1.0404332979900399,61.03314447496939,26.046717081695387,0.99735838801706922,1.0034070387385474,0.99397188729203811,null,6.810454855482953E-2,0.19238292183006594,0.31666129510530233,null,0,0,0,0,0,0,null,0.59289535453737252,0.1124351634553086,0,3.0699117777059082E-2,3.7242809360000004E-2,0,6.1754746558096776E-3,7.4918122072452692E-3,0]
[null,null,null,null,null,null,null,2,22,53,3,1251,4503600,51.287671232876711,-13.869655113967744,-10.87025385267199,null,0,0,0,0,null,1.9321724147672041,0,0,90,90,-138.31859539069981,-151.01741377849194,134.30957114746892,90,0,0,0,null,0,0,0,null,0,0,0,0,0,0,null,0,0,0,0,0,0,0,0,0]
[null,null,null,null,null,null,null,2,22,53,24,1272,4579200,51.287671232876711,-13.869655113967744,-10.87025385267199,null,0,0,0,0,null,22.932172414767205,0,0,90,90,155.66759777709629,163.98258622150809,138.87779855125308,90,0,0,0,null,0,0,0,null,0,0,0,0,0,0,null,0,0,0,0,0,0,0,0,0]
[null,null,null,null,null,null,null,2,23,54,17,1289,4640400,52.273972602739725,-13.765979641072022,-10.510978063812741,null,0.10784389080990547,4.6604940184520362E-2,0,0,null,15.933900339315466,33.215613959989042,74.628276849916432,62.280611712896551,-34.615555568824348,59.100320574060341,59.00850508973199,79.19648387876407,63.712547575856526,1.4723592875830926,1.5012296008807586,0.98076888886235125,null,0.17154425587824557,0.40336081787587469,0.63517737987350387,null,0,0,0,0,0,0,null,0.4321518802272265,0,0,3.7242809360000004E-2,0,0,4.0164094660739662E-3,0,0]
[null,null,null,null,null,null,null,2,24,55,10,1306,4701600,53.260273972602739,-13.650904393353118,-10.148587645307735,null,0.53278433614875265,0.60578181508837137,0.51158181508837119,0.39863181508837137,null,8.9358182601107803,443.29174476275375,89.492591385998935,-48.935630218884171,-29.240520864148547,-48.035957659670082,-45.962726098338294,72.117099996936403,51.936147301099084,1.4994062366205549,1.5133907554721044,0.9907594791358515,null,3.9603266403291759E-2,8.6526567828992901E-2,0.13344986925469401,null,0,0,0,0,0,0,null,1.1370113083040001,0.96020430853195782,0.74820483269064031,1.7446209127106836E-2,3.7242809360000004E-2,3.7242809360000004E-2,9.295066948097926E-3,1.9842385461182152E-2,1.9842385461182152E-2]
[null,null,null,null,null,null,null,2,24,55,22,1318,4744800,53.260273972602739,-13.650904393353118,-10.148587645307735,null,0,0,0,0,null,20.935818260110782,0,0,90,90,120.02069356831149,134.03727390166173,125.18628275761472,90,0,0,0,null,0,0,0,null,0,0,0,0,0,0,null,0,0,0,0,0,0,0,0,0]
[null,null,null,null,null,null,null,2,25,56,21,1341,4827600,54.246575342465754,-13.524639039238998,-9.7831899812589462,null,0,0,0,0,null,19.93792268267935,0,0,90,90,106.55432622526962,119.06884024019024,116.02901162618684,90,0,0,0,null,0,0,0,null,0,0,0,0,0,0,null,0,0,0,0,0,0,0,0,0]
[null,null,null,null,null,null,null,2,26,57,14,1358,4888800,55.232876712328768,-13.387405025291812,-9.4148933468801985,null,0.44616763338090304,0.33228799841766571,0.24538799841766568,0.13973799841766565,null,12.940209916245136,193.43496692868345,252.7326664522196,15.224663005727843,-24.5020106286517,16.035287469744507,14.103148743677041,60.486629350269084,27.96127595882875,1.0357652120871788,1.0404493260114558,0.99549798937134826,null,4.1912497906443608E-2,9.7945249118266631E-2,0.15397800033008963,null,0,0,0,0,0,0,null,0.74476042984046809,0.54999058662817124,0.31319618000700711,1.8392561336955167E-2,3.7242809360000004E-2,3.7242809360000004E-2,8.2061655635223846E-3,1.6616536112607345E-2,1.6616536112607345E-2]
[null,null,null,null,null,null,null,2,26,57,24,1368,4924800,55.232876712328768,-13.387405025291812,-9.4148933468801985,null,0,0,0,0,null,22.940209916245138,0,0,90,90,156.42048785545674,164.10314874367708,137.50655417316955,90,0,0,0,null,0,0,0,null,0,0,0,0,0,0,null,0,0,0,0,0,0,0,0,0]
[null,null,null,null,null,null,null,2,28,59,1,1393,5014800,57.205479452054796,-13.080973979241859,-8.6700405307864212,null,0,0,0,0,null,-5.4682899654031052E-2,0,0,90,90,-178.7673289774925,-180.82024349481046,138.86434539926495,90,0,0,0,null,0,0,0,null,0,0,0,0,0,0,null,0,0,0,0,0,0,0,0,0]
[null,null,null,null,null,null,null,2,28,59,2,1394,5018400,57.205479452054796,-13.080973979241859,-8.6700405307864212,null,0,0,0,0,null,0.94531710034596905,0,0,90,90,-159.11789257847929,-165.82024349481046,137.20409705535056,90,0,0,0,null,0,0,0,null,0,0,0,0,0,0,null,0,0,0,0,0,0,0,0,0]
[null,null,null,null,null,null,null,2,28,59,19,1411,5079600,57.205479452054796,-13.080973979241859,-8.6700405307864212,null,0,0,0,0,null,17.945317100345967,0,0,90,90,83.758435263221472,89.179756505189516,96.084966777222604,90,0,0,0,null,0,0,0,null,0,0,0,0,0,0,null,0,0,0,0,0,0,0,0,0]
[null,null,null,null,null,null,null,3,1,60,18,1434,5162400,58.19178082191781,-12.912276111809026,-8.2937050650360415,null,3.7106432708623872E-3,0,0,0,null,16.948128731469851,0,3.7106432708623873,76.803197613137556,-42.995765340791813,72.589079809260227,74.221930972047758,86.359471525309772,77.097421022367683,0.87200616974445488,0.9073825623066456,0.96101270397762451,null,5.2821030126791957,12.019479304361843,18.756855596044488,null,0,0,0,0,0,0,null,0,0,0,0,0,0,0,0,0]
[null,null,null,null,null,null,null,3,2,61,6,1446,5205600,59.178082191780824,-12.733607281979063,-7.9149119954820977,null,0,0,0,0,null,4.9511065453003491,0,0,90,90,-96.952612013274418,-105.73340182049476,106.17264028883166,90,0,0,0,null,0,0,0,null,0,0,0,0,0,0,null,0,0,0,0,0,0,0,0,0]
[null,null,null,null,null,null,null,3,2,61,23,1463,5266800,59.178082191780824,-12.733607281979063,-7.9149119954820977,null,0,0,0,0,null,21.951106545300348,0,0,90,90,137.96063734868903,149.26659817950522,130.89670010064401,90,0,0,0,null,0,0,0,null,0,0,0,0,0,0,null,0,0,0,0,0,0,0,0,0]
[null,null,null,null,null,null,null,3,3,62,16,1480,5328000,60.164383561643838,-12.545243312908809,-7.5337735666860812,null,9.6476725042422079E-2,7.8765472843618824E-3,0,0,null,14.954245944784851,0,96.476725042422075,46.713492690272048,-25.271922132251071,47.87030853762662,44.313689171772772,69.040179142412086,49.282963495095068,1.4501517124387338,1.4578373172568013,0.99472807786774897,null,0.23632642992363748,0.49545628729604696,0.75458614466845642,null,0,0,0,0,0,0,null,8.1641942975349352E-2,0,0,3.7242809360000004E-2,0,0,3.5930642784320638E-3,0,0]
[null,null,null,null,null,null,null,3,4,63,13,1501,5403600,61.150684931506852,-12.347469913220044,-7.1504027181901257,null,0.66728159855679148,0.50984629744511756,0.41759629744511756,0.30659629744511757,null,11.957542168112999,403.440105442054,263.84149311473743,-0.68130105261267171,-21.950839894511077,-0.75387875373243673,-0.63686747830501211,56.95310707713557,21.959484441001031,1.0000890759355061,1.0020439031578381,0.99804916010548894,null,3.3718897761699708E-2,7.1184339719143841E-2,0.10864978167658795,null,0,0,0,0,0,0,null,0.76406467456591376,0.62581719374294487,0.45947063145189304,1.5136297078184894E-2,3.2336112052363822E-2,3.7242809360000004E-2,1.0100172510561709E-2,2.1577292541412864E-2,2.4851441364486637E-2]
[null,null,null,null,null,null,null,3,5,64,3,1515,5454000,62.136986301369866,-12.140582319869839,-6.7649130510504003,null,0,0,0,0,null,1.9609902946688362,0,0,90,90,-140.16627871452206,-150.58514557996745,130.41408028130229,90,0,0,0,null,0,0,0,null,0,0,0,0,0,0,null,0,0,0,0,0,0,0,0,0]
[null,null,null,null,null,null,null,3,5,64,20,1532,5515200,62.136986301369866,-12.140582319869839,-6.7649130510504003,null,0,0,0,0,null,18.960990294668836,0,0,90,90,96.688331289947001,104.41485442003254,104.44995075439856,90,0,0,0,null,0,0,0,null,0,0,0,0,0,0,null,0,0,0,0,0,0,0,0,0]
[null,null,null,null,null,null,null,3,6,65,15,1551,5583600,63.123287671232873,-11.924884930209059,-6.3774187941749085,null,0.17925087445305793,7.7650722791550775E-2,0,0,null,13.964585251163184,9.6978774447691958,169.55299700828871,31.172395236336406,-22.115501405832866,33.718852907910716,29.468778767447759,61.729615719198328,36.083798950667024,1.1815638437459643,1.1840687428360368,0.99788449859416717,null,0.11157546684793208,0.25104480040784721,0.3905141339677623,null,0,0,0,0,0,0,null,0.43319578232733186,0,0,3.7242809360000004E-2,0,0,6.6758061448685315E-3,0,0]
[null,null,null,null,null,null,null,3,7,66,7,1567,5641200,64.109589041095887,-11.70069092367047,-5.9880347704747106,null,0,0,0,0,null,5.9683218179388255,0,0,90,90,-86.488058006363872,-90.47517273091762,94.87622704303979,90,0,0,0,null,0,0,0,null,0,0,0,0,0,0,null,0,0,0,0,0,0,0,0,0]
[null,null,null,null,null,null,null,3,7,66,24,1584,5702400,64.109589041095887,-11.70069092367047,-5.9880347704747106,null,0,0,0,0,null,22.968321817938826,0,0,90,90,158.23848980095255,164.52482726908238,134.29421584008969,90,0,0,0,null,0,0,0,null,0,0,0,0,0,0,null,0,0,0,0,0,0,0,0,0]
[null,null,null,null,null,null,null,3,8,67,17,1601,5763600,65.095890410958901,-11.468321873540027,-5.5968763628396685,null,0.22872747547408182,0.17823482026868367,8.5709820268683651E-2,0,null,15.972194635440999,119.25973058146808,109.46774489261374,61.693473355537165,-25.754502806724361,62.445794051598803,59.582919531614991,75.478726939698475,62.46780123340789,1.5025146852855309,1.5112109529558682,0.9942454971932756,null,0.10580276790027447,0.21510314796254151,0.32440352802480854,null,0,0,0,0,0,0,null,{"$f":"IF($R1603=0, 0, S1603/$R1603)","v":0.77924534382787913},{"$f":"IF($R1603=0, 0, T1603/$R1603)","v":0.37472463721742882},{"$f":"IF($R1603=0, 0, U1603/$R1603)","v":0},{"$f":"IF(AU1603=0,0,IF(AJ1603<0.08,2.10677665*AJ1603^2+0.23807711*AJ1603+0.00471327,2.10677665*0.08^2+0.23807711*0.08+0.00471327))","v":3.7242809360000004E-2},{"$f":"IF(AV1603=0,0,IF(AK1603<0.08,2.10677665*AK1603^2+0.23807711*AK1603+0.00471327,2.10677665*0.08^2+0.23807711*0.08+0.00471327))","v":3.7242809360000004E-2},{"$f":"IF(AW1603=0,0,IF(AL1603<0.08,2.10677665*AL1603^2+0.23807711*AL1603+0.00471327,2.10677665*0.08^2+0.23807711*0.08+0.00471327))","v":0},{"$f":"AX1603*$R1603","v":8.5184537644753047E-3},{"$f":"AY1603*$R1603","v":8.5184537644753047E-3},{"$f":"AZ1603*$R1603","v":0}]
[null,null,null,null,null,null,null,3,9,68,9,1617,5821200,66.082191780821915,-11.228107349276488,-5.2040594799478113,null,0.12129968216103661,2.5362448430179079E-2,0,0,null,7.9761982108453919,24.011337180636531,97.288344980400069,-62.371421934914949,-25.234021157212908,-63.329879531941124,-60.357026837319118,75.602666831687984,63.060841512555115,1.4918364397581985,1.4996858271064459,0.99476597884278706,null,0.23083325117725698,0.43693436829980786,0.64303548542235878,null,0,0,0,0,0,0,null,0.20908915817691978,0,0,3.7242809360000004E-2,0,0,4.5175409381520799E-3,0,0]
[null,null,null,null,null,null,null,3,10,69,4,1636,5889600,67.06849315068493,-10.980384509855618,-4.8097005219192637,null,0,0,0,0,null,2.9803269248357398,0,0,90,90,-124.77994098816609,-135.29509612746389,121.41132787705976,90,0,0,0,null,0,0,0,null,0,0,0,0,0,0,null,0,0,0,0,0,0,0,0,0]
[null,null,null,null,null,null,null,3,10,69,21,1653,5950800,67.06849315068493,-10.980384509855618,-4.8097005219192637,null,0,0,0,0,null,19.98032692483574,0,0,90,90,110.46661903258621,119.70490387253611,112.50480917988719,90,0,0,0,null,0,0,0,null,0,0,0,0,0,0,null,0,0,0,0,0,0,0,0,0]
[null,null,null,null,null,null,null,3,11,70,12,1668,6004800,68.054794520547944,-10.725497688625735,-4.4139163458242132,null,0.5319623871703687,0.40928845496396166,0.32383845496396169,0.21963845496396173,null,10.984575038522904,262.20538759690578,269.75699957346296,-16.050882500374573,-19.373939721123705,-18.464737010183491,-15.231374422156447,55.795053980342125,24.434413569529852,1.0419712812964264,1.0421017650007491,0.99987478794422469,null,3.7784626290810822E-2,8.4780430135102891E-2,0.13177623397939495,null,0,0,0,0,0,0,null,0.76939359780878847,0.60876194026899821,0.41288342984598891,1.6716723270022191E-2,3.7242809360000004E-2,3.7242809360000004E-2,8.8926680163874568E-3,1.9811773772076553E-2,1.9811773772076553E-2]
[null,null,null,null,null,null,null,3,11,70,16,1672,6019200,68.054794520547944,-10.725497688625735,-4.4139163458242132,null,6.6791578875522978E-2,0,0,0,null,14.984575038522904,0,66.791578875522973,46.569404317576321,-21.005119101479416,49.945010364156317,44.768625577843551,66.540228062948103,48.340125185095275,1.4527734284543763,1.454235107939408,0.99899488089852062,null,0.30393053049146163,0.6782292133627198,1.0525278962339779,null,0,0,0,0,0,0,null,0,0,0,0,0,0,0,0,0]
[null,null,null,null,null,null,null,3,12,71,9,1689,6080400,69.041095890410958,-10.463797970171125,-4.0168242310557982,null,0.29348288918748155,0.26405818608123699,0.173783186081237,6.4758186081236999E-2,null,7.9889367004971481,185.68750428384357,107.79538490363797,-61.907151742389622,-22.834363457274296,-63.882069169086868,-60.165949492542779,74.525098518102894,62.489625587557335,1.5033053951956776,1.5075784203793763,0.99716563654272572,null,8.9272666193711284E-2,0.17445650798160375,0.25964034976949624,null,0,0,0,0,0,0,null,0.89973962983767819,0.59214077714159863,0.22065404310459966,3.7242809360000004E-2,3.7242809360000004E-2,3.7242809360000004E-2,1.0930127292431382E-2,1.0930127292431382E-2,1.0930127292431382E-2]
[null,null,null,null,null,null,null,3,13,72,2,1706,6141600,70.027397260273972,-10.195642759689441,-3.6185418445775341,null,0,0,0,0,null,0.99340595400517584,0,0,90,90,-159.75675822632363,-165.09891068992235,132.12219648118085,90,0,0,0,null,0,0,0,null,0,0,0,0,0,0,null,0,0,0,0,0,0,0,0,0]
[null,null,null,null,null,null,null,3,14,73,6,1734,6242400,71.013698630136986,-9.9213953453976007,-3.2191872060562128,null,0,0,0,0,null,4.9979767442433731,0,0,90,90,-99.508922608343028,-105.0303488363494,102.12319895441006,90,0,0,0,null,0,0,0,null,0,0,0,0,0,0,null,0,0,0,0,0,0,0,0,0]
[null,null,null,null,null,null,null,3,14,73,13,1741,6267600,71.013698630136986,-9.9213953453976007,-3.2191872060562128,null,0.12245122793845878,3.5030494630151621E-2,0,0,null,11.997976744243374,0,122.45122793845879,-3.1863768783142003E-2,-18.019187656707615,-3.7931322985439504E-2,-3.0348836349389785E-2,53.019193690237934,18.01921228808882,0.99969939096800298,1.0000955913063494,0.99960383753134152,null,0.17149685106101284,0.37565976899079001,0.57982268692056715,null,0,0,0,0,0,0,null,0.28607712000860586,0,0,3.7242809360000004E-2,0,0,4.5604277380099263E-3,0,0]
[null,null,null,null,null,null,null,3,15,74,6,1758,6328800,72,-9.6414244544890959,-2.8188786528899668,null,0,0,0,0,null,5.002642925758515,0,0,90,90,-99.714624210545409,-104.96035611362228,101.77016580034299,90,0,0,0,null,0,0,0,null,0,0,0,0,0,0,null,0,0,0,0,0,0,0,0,0]
[null,null,null,null,null,null,null,3,15,74,23,1775,6390000,72,-9.6414244544890959,-2.8188786528899668,null,0,0,0,0,null,22.002642925758515,0,0,90,90,141.59392104400135,150.03964388637772,126.59051040089095,90,0,0,0,null,0,0,0,null,0,0,0,0,0,0,null,0,0,0,0,0,0,0,0,0]
[null,null,null,null,null,null,null,3,16,75,8,1784,6422400,72.986301369863014,-9.3561038031728891,-2.4177348051425058,null,7.4212865417247744E-3,0,0,0,null,7.0073982699471182,0,7.4212865417247746,-75.969376134077251,-24.000004950807273,-76.804020620801509,-74.889025950793226,82.189707846921252,76.052051319977465,0.96022608841822987,0.96408242288274715,0.99599999504919268,null,2.9105465580069039,6.2792347038482275,9.6479228496895502,null,0,0,0,0,0,0,null,0,0,0,0,0,0,0,0,0]
[null,null,null,null,null,null,null,3,17,76,10,1810,6516000,73.972602739726028,-9.0658116413311109,-2.0158745303932495,null,0.34506555934460392,0.30631507043153294,0.22364007043153292,0.12221507043153293,null,9.0122364726444815,124.46198267063536,220.60357667396855,-46.160752603528046,-17.640631485511104,-51.307427295158767,-44.816452910332778,64.486972199314906,47.435184248811964,1.4433374205828715,1.4440188150882012,0.99952812629710219,null,3.5935200324111717E-2,0.10838520097756274,0.18083520163101377,null,0,0,0,0,0,0,null,0.88770108211705845,0.64810892995609581,0.354179277305045,1.5989180697212103E-2,3.7242809360000004E-2,3.7242809360000004E-2,5.5173155807454379E-3,1.2851210843372853E-2,1.2851210843372853E-2]
[null,null,null,null,null,null,null,3,18,77,3,1827,6577200,74.958904109589042,-8.7709302923388144,-1.6134169085145436,null,0,0,0,0,null,2.0171511617943532,0,0,90,90,-141.85398850995799,-149.74273257308471,125.36704316874422,90,0,0,0,null,0,0,0,null,0,0,0,0,0,0,null,0,0,0,0,0,0,0,0,0]
[null,null,null,null,null,null,null,3,18,77,10,1834,6602400,74.958904109589042,-8.7709302923388144,-1.6134169085145436,null,0.19479622074832731,0.11931366644220379,2.9663666442203772E-2,0,null,9.0171511617943523,16.981141398370177,177.81507934995713,-46.010829237414072,-17.070950070916371,-51.462203830055643,-44.742732573084716,64.102326153738773,47.215275976136404,1.4394270059588905,1.440270730935352,0.9994141900141833,null,8.0597046183375778E-2,0.20893629169830541,0.337275537213235,null,0,0,0,0,0,0,null,0.61250503723249627,0.1522805028159587,0,3.7242809360000004E-2,3.7242809360000004E-2,0,7.254758513378431E-3,7.254758513378431E-3,0]
[null,null,null,null,null,null,null,3,19,78,14,1862,6703200,75.945205479452056,-8.4718456885947901,-1.2104811963854354,null,0.96648502270185921,0.86416868766070465,0.78306868766070481,0.6832186876607047,null,13.022135905190085,861.00594804960929,105.47907465224989,15.919711308362857,-16.055138392566644,19.414085953737835,15.332038577851277,52.683941992537683,22.057199325583134,1.0410174401488475,1.0418394226167258,0.99921102767851333,null,1.0657174977430912E-2,3.6524104534302056E-2,6.2391034091173199E-2,null,0,0,0,0,0,0,null,0.89413562275892911,0.81022330327643932,0.70691078662629581,7.4897773748288932E-3,1.6219284818436409E-2,2.7768072536313727E-2,7.2387576561433742E-3,1.5675695855954432E-2,2.6837426215646047E-2]
[null,null,null,null,null,null,null,3,20,79,7,1879,6764400,76.93150684931507,-8.1689469033172877,-0.80718679255353487,null,1.8553216354311936E-3,0,0,0,null,6.0271842182780446,0,1.8553216354311937,90,90,-89.167552763715562,-89.592236725829338,90.35334231192958,89.811992663175545,0,0,0,null,14.283237738367212,27.757990321732507,41.232742905097801,null,0,0,0,0,0,0,null,0,0,0,0,0,0,0,0,0]
[null,null,null,null,null,null,null,3,20,79,24,1896,6825600,76.93150684931507,-8.1689469033172877,-0.80718679255353487,null,0,0,0,0,null,23.027184218278045,0,0,90,90,160.96094171822938,165.40776327417066,129.44486717515352,90,0,0,0,null,0,0,0,null,0,0,0,0,0,0,null,0,0,0,0,0,0,0,0,0]
[null,null,null,null,null,null,null,3,21,80,4,1900,6840000,77.917808219178085,-7.8626256791626705,-0.4036532018544623,null,0,0,0,0,null,3.0322895720139553,0,0,90,90,-126.67186219696605,-134.51565641979067,117.25186052074945,90,0,0,0,null,0,0,0,null,0,0,0,0,0,0,null,0,0,0,0,0,0,0,0,0]
[null,null,null,null,null,null,null,3,21,80,19,1915,6894000,77.917808219178085,-7.8626256791626705,-0.4036532018544623,null,2.7829824531467907E-3,0,0,0,null,18.032289572013955,0,2.7829824531467908,90,90,90.109393699900494,90.484343580209327,90.620930122334627,90,0,0,0,null,6.2163525251258553,15.19952091403605,24.182689302946244,null,0,0,0,0,0,0,null,0,0,0,0,0,0,0,0,0]
[null,null,null,null,null,null,null,3,22,81,12,1932,6955200,78.904109589041099,-7.5532759542288437,-1.5153789139320249E-13,null,0.90023744870969891,0.78266714187934194,0.68909214187934187,0.57676714187934197,null,11.037445400762852,749.03027250668879,151.20717620301014,-14.912039440126982,-14.800000000000177,-18.628538755304781,-14.438318988557217,51.312531121646316,20.562789458278793,1.0387426618382185,1.039824078880254,0.99896000000000007,null,1.3996307327649444E-2,4.176675837457295E-2,6.9537209421496451E-2,null,0,0,0,0,0,0,null,0.86940078198383186,0.76545598371519707,0.64068334716136988,8.4581808215614899E-3,1.83321711577632E-2,3.1455645166827154E-2,7.6143711235278208E-3,1.6503306992374268E-2,2.8317549752502048E-2]
[null,null,null,null,null,null,null,3,23,82,6,1950,7020000,79.890410958904113,-7.2412933860080013,0.40365320185415932,null,0,0,0,0,null,5.0426451102331997,0,0,90,90,-101.32314512581824,-104.360323346502,98.899449925000113,90,0,0,0,null,0,0,0,null,0,0,0,0,0,0,null,0,0,0,0,0,0,0,0,0]
[null,null,null,null,null,null,null,3,23,82,23,1967,7081200,79.890410958904113,-7.2412933860080013,0.40365320185415932,null,0,0,0,0,null,22.042645110233199,0,0,90,90,143.8132868133363,150.63967665349799,123.85934479916037,90,0,0,0,null,0,0,0,null,0,0,0,0,0,0,null,0,0,0,0,0,0,0,0,0]
[null,null,null,null,null,null,null,3,24,83,16,1984,7142400,80.876712328767127,-6.9270748738557213,0.80718679255323189,null,3.5251111073192683E-2,0,0,0,null,15.047882085435738,0,35.251111073192682,46.531805735932799,-13.643962930931268,53.789136474988396,45.71823128153607,62.524722459085652,47.269120296831957,1.4514477038375728,1.4532951433983201,0.9987287925861863,null,0.41700813257993641,1.1262056369675835,1.8354031413552305,null,0,0,0,0,0,0,null,0,0,0,0,0,0,0,0,0]
[null,null,null,null,null,null,null,3,25,84,9,2001,7203600,81.863013698630141,-6.611018080544806,1.2104811963851327,null,0.44886308066764313,0.51888947650620521,0.42586447650620529,0.31408947650620528,null,8.0531496986575863,377.72725019772264,71.135830469920506,-59.776501350374382,-12.436775392931011,-66.279960081414856,-59.202754520136203,69.724350105360841,59.980084422357834,1.5376705268210229,1.54,0.99848735507858621,null,4.5002587359054637E-2,0.10069885884303316,0.15639513032701166,null,0,0,0,0,0,0,null,1.1560083661467639,0.94876253995488002,0.69974451015001204,1.9694069260207656E-2,3.7242809360000004E-2,3.7242809360000004E-2,8.8399405990187401E-3,1.6716922142047338E-2,1.6716922142047338E-2]
[null,null,null,null,null,null,null,3,26,85,1,2017,7261200,82.849315068493155,-6.2935209534734335,1.6134169085142414,null,0,0,0,0,null,5.844131744210939E-2,0,0,90,90,-178.87902787836862,-179.12338023836836,128.58104807754012,90,0,0,0,null,0,0,0,null,0,0,0,0,0,0,null,0,0,0,0,0,0,0,0,0]
[null,null,null,null,null,null,null,3,26,85,20,2036,7329600,82.849315068493155,-6.2935209534734335,1.6134169085142414,null,0,0,0,0,null,19.05844131744211,0,0,90,90,103.28630746313137,105.87661976163164,98.916827080175096,90,0,0,0,null,0,0,0,null,0,0,0,0,0,0,null,0,0,0,0,0,0,0,0,0]
[null,null,null,null,null,null,null,3,27,86,13,2053,7390800,83.835616438356169,-5.974981246097169,2.0158745303929475,null,0.52972469900459962,0.42005702526157196,0.33765702526157199,0.23650702526157194,null,12.063750312565048,195.9903025831166,333.73439642148304,0.97994946343366807,-12.783844908633034,1.2902650835887701,0.95625468847572392,47.79107515168517,12.818922572620872,1.0014923744916417,1.0029398483903009,0.99855676898172663,null,1.8311398389063548E-2,6.5505724134072713E-2,0.11270004987908186,null,0,0,0,0,0,0,null,0.79297232326696665,0.63741982561141652,0.44647158364710937,9.7792124218380409E-3,2.9348861872822589E-2,3.7242809360000004E-2,5.1802903566601976E-3,1.5546817021708516E-2,1.9728435978311688E-2]
[null,null,null,null,null,null,null,3,28,87,6,2070,7452000,84.821917808219183,-5.6557960401542067,2.4177348051422043,null,0,0,0,0,null,5.0690700659974297,0,0,90,90,-102.29851439138204,-103.96394901003856,97.088190170364044,90,0,0,0,null,0,0,0,null,0,0,0,0,0,0,null,0,0,0,0,0,0,0,0,0]
[null,null,null,null,null,null,null,3,28,87,20,2084,7502400,84.821917808219183,-5.6557960401542067,2.4177348051422043,null,0,0,0,0,null,19.06907006599743,0,0,90,90,103.92248072567391,106.03605098996144,98.390744524022168,90,0,0,0,null,0,0,0,null,0,0,0,0,0,0,null,0,0,0,0,0,0,0,0,0]
[null,null,null,null,null,null,null,3,29,88,17,2105,7578000,85.808219178082197,-5.3363612692519036,2.8188786528896661,null,0.22738320360697967,0.17636854560906604,8.7318545609066045E-2,0,null,16.074393978845801,65.624521195825054,161.75868241115461,61.289170006084618,-8.9796772052750669,68.940066323592376,61.115909682687018,69.575868550417724,61.379164466278262,1.5153577288410955,1.5180841098965614,0.99820406455894495,null,6.5528147038309364E-2,0.17547470247171434,0.28542125790511935,null,0,0,0,0,0,0,null,0.77564456306064766,0.38401493260685921,0,2.9360390299827267E-2,3.7242809360000004E-2,0,6.6760596055260146E-3,8.4683893036008092E-3,0]
[null,null,null,null,null,null,null,3,30,89,10,2122,7639200,86.794520547945211,-5.0170712443809773,3.2191872060559126,null,3.8034093526339477E-2,0,0,0,null,9.079715479260317,0,38.034093526339475,-44.186705018731693,-10.343799538191703,-53.353939953424387,-43.804267811095244,59.470032328146246,44.682968093318692,1.3919741874344691,1.3946676254682924,0.99806875990763833,null,0.4706303829116853,1.1279353869782849,1.7852403910448849,null,0,0,0,0,0,0,null,0,0,0,0,0,0,0,0,0]
[null,null,null,null,null,null,null,3,30,89,22,2134,7682400,86.794520547945211,-5.0170712443809773,3.2191872060559126,null,0,0,0,0,null,21.079715479260315,0,0,90,90,130.3248365618245,136.19573218890474,114.97392171323831,90,0,0,0,null,0,0,0,null,0,0,0,0,0,0,null,0,0,0,0,0,0,0,0,0]
[null,null,null,null,null,null,null,3,31,90,21,2157,7765200,87.780821917808225,-4.6983181819213353,3.6185418445772344,null,0,0,0,0,null,20.085028030301313,0,0,90,90,117.09906537112478,121.27542045451969,106.6316135391659,90,0,0,0,null,0,0,0,null,0,0,0,0,0,0,null,0,0,0,0,0,0,0,0,0]
[null,null,null,null,null,null,null,4,1,91,14,2174,7826400,88.767123287671239,-4.3804917347002092,4.0168242310554998,null,0.90464566530833712,0.78196224149126836,0.68386224149126851,0.5670122414912685,null,13.090325137754995,737.67375505136067,166.97191025697646,16.582103717240329,-10.614374806384182,22.271110943714923,16.354877066324924,47.830823181855827,19.383750674521327,1.0412060577812057,1.0431642074344807,0.99812287496127683,null,1.470188882789469E-2,4.2337018203636584E-2,6.9972147579378474E-2,null,0,0,0,0,0,0,null,0.86438510842225325,0.7559448607518422,0.6267782660496245,8.6688235700532711E-3,1.856898009579773E-2,3.1687028859421762E-2,7.8422136659714349E-3,1.6798347352860208E-2,2.866553330417608E-2]
[null,null,null,null,null,null,null,4,1,91,15,2175,7830000,88.767123287671239,-4.3804917347002092,4.0168242310554998,null,0.80541907977148386,0.78388236807352629,0.68918236807352617,0.57573236807352612,null,14.090325137754995,670.67151902698618,134.74756074449772,31.667515914647304,-10.099098313311298,40.607520995107443,31.354877066324924,52.890153557015353,32.701673197590402,1.1876537561943659,1.1900101909757677,0.99801981966266229,null,1.6264824523050503E-2,4.7304565979253754E-2,7.8344307435457006E-2,null,0,0,0,0,0,0,null,0.97326024148314438,0.85568170084704631,0.71482335411879594,9.1428886279123454E-3,2.0689784737901833E-2,3.6296294294130997E-2,7.363856945146326E-3,1.6663947384270985E-2,2.9233727949493946E-2]
[null,null,null,null,null,null,null,4,2,92,16,2200,7920000,89.753424657534254,-4.0639785266597439,4.4139163458239157,null,0.1739133361089874,9.945313640240476E-2,9.9781364024047782E-3,0,null,15.095600357889003,5.4720623783864362,168.44127373060098,46.564941681364935,-8.4094309988605129,56.665955080130615,46.434005368335043,59.847316526860723,46.842374093603709,1.4516778717160126,1.4541235420341234,0.99831811380022795,null,8.5099856808710683E-2,0.22884961493153275,0.37259937305435481,null,0,0,0,0,0,0,null,0.57185457209606871,5.7374187774488522E-2,0,3.7242809360000004E-2,3.7242809360000004E-2,0,6.4770212218686228E-3,6.4770212218686228E-3,0]
[null,null,null,null,null,null,null,4,3,93,2,2210,7956000,90.739726027397253,-3.7491616916864494,4.8097005219189679,null,0,0,0,0,null,1.1008473051385592,0,0,90,90,-160.13343634514757,-163.4872904229216,123.5466741182583,90,0,0,0,null,0,0,0,null,0,0,0,0,0,0,null,0,0,0,0,0,0,0,0,0]
[null,null,null,null,null,null,null,4,3,93,19,2227,8017200,90.739726027397253,-3.7491616916864494,4.8097005219189679,null,2.7829824531467907E-3,0,0,0,null,18.100847305138558,0,2.7829824531467908,90,90,94.260654989653887,91.512709577078368,87.302525294341052,90,0,0,0,null,8.0129862029078947,16.996154591818087,25.979322980728284,null,0,0,0,0,0,0,null,0,0,0,0,0,0,0,0,0]
[null,null,null,null,null,null,null,4,4,94,18,2250,8100000,91.726027397260268,-3.4364204171500332,5.2040594799475155,null,0.15526794543306296,0.10070035563324455,2.077535563324456E-2,0,null,17.106059659714166,72.211106296175387,83.056839136887589,75.726201802756833,6.6421752397559546,83.063750861509874,76.590894895712495,77.388157848983951,75.732206092934476,0.97931558972415833,0.98061827741253471,0.99867156495204878,null,7.3421464863232921E-2,0.23443344921242792,0.39544543356162293,null,0,0,0,0,0,0,null,0.64855856340713369,0.13380324944275734,0,3.3550265287301748E-2,3.7242809360000004E-2,0,5.2092807598935545E-3,5.7826144914824469E-3,0]
[null,null,null,null,null,null,null,4,5,95,6,2262,8143200,92.712328767123282,-3.1261294926933845,5.5968763628393745,null,0,0,0,0,null,5.1112311751217767,0,0,90,90,-103.82042039248105,-103.33153237317335,94.222597126138538,90,0,0,0,null,0,0,0,null,0,0,0,0,0,0,null,0,0,0,0,0,0,0,0,0]
[null,null,null,null,null,null,null,4,5,95,23,2279,8204400,92.712328767123282,-3.1261294926933845,5.5968763628393745,null,0,0,0,0,null,22.111231175121777,0,0,90,90,147.17040024149381,151.66846762682664,119.40250869081227,90,0,0,0,null,0,0,0,null,0,0,0,0,0,0,null,0,0,0,0,0,0,0,0,0]
[null,null,null,null,null,null,null,4,6,96,16,2296,8265600,93.698630136986296,-2.8186588648088335,5.9880347704744183,null,9.5549064224706479E-2,4.7352592022012259E-2,0,0,null,15.11635568558652,0,95.549064224706484,46.57636456660434,-6.0970346546578762,57.96722821219182,46.745335283797793,58.697164195474016,46.721774136915812,1.4526355976108856,1.4544091141651085,0.99878059306906841,null,0.11617068246629494,0.37781636369668903,0.63946204492708303,null,0,0,0,0,0,0,null,0.49558404790497279,0,0,3.7242809360000004E-2,0,0,3.5585155834471399E-3,0,0]
[null,null,null,null,null,null,null,4,7,97,13,2317,8341200,94.68493150684931,-2.5143731977291712,6.3774187941746163,null,0.48322266799717067,0.3821157679688007,0.29926576796880072,0.1976657679688007,null,12.12142711337118,121.61369437676824,361.60897362040242,1.8298389103001307,-8.4193839989531423,2.6325797985801436,1.8214067005676959,43.449589394795552,8.610399766082276,1.0037963962612444,1.0054895167309004,0.99831612320020935,null,1.5106907195096119E-2,6.6842890739945829E-2,0.11857887428479555,null,0,0,0,0,0,0,null,0.79076540335445944,0.61931235388682748,0.40905731676055823,8.7906845184299569E-3,3.0040051423345593E-2,3.7242809360000004E-2,4.2478580265171472E-3,1.4516033795561262E-2,1.7996569702649203E-2]
[null,null,null,null,null,null,null,4,8,98,3,2331,8391600,95.671232876712324,-2.2136314411538738,6.7649130510501099,null,0,0,0,0,null,2.1264394759807685,0,0,90,90,-143.91617780927561,-148.10340786028848,117.01400847038768,90,0,0,0,null,0,0,0,null,0,0,0,0,0,0,null,0,0,0,0,0,0,0,0,0]
[null,null,null,null,null,null,null,4,8,98,20,2348,8452800,95.671232876712324,-2.2136314411538738,6.7649130510501099,null,0,0,0,0,null,19.126439475980771,0,0,90,90,107.3294383493143,106.89659213971156,95.527362939228141,90,0,0,0,null,0,0,0,null,0,0,0,0,0,0,null,0,0,0,0,0,0,0,0,0]
[null,null,null,null,null,null,null,4,9,99,13,2365,8514000,96.657534246575338,-1.9167864053230392,7.1504027181898362,null,0.44952161701203552,0.34189328953090281,0.25304328953090277,0.14544328953090277,null,12.131386893244617,95.091190710492683,354.43042630154281,1.972995575885975,-7.6454090248871909,2.8851570352159528,1.9708033986692541,42.681624472379092,7.8900835538424525,1.0043808543077712,1.0059189867276579,0.99847091819502254,null,2.2913247350514466E-2,7.8527925385743741E-2,0.13414260342097301,null,0,0,0,0,0,0,null,0.76057140878666341,0.56291684304945844,0.32355126878583162,1.1274483064435424E-2,3.6400694294966139E-2,3.7242809360000004E-2,5.0681238580998211E-3,1.6362898959833956E-2,1.6741447885578173E-2]
[null,null,null,null,null,null,null,4,10,100,7,2383,8578800,97.643835616438352,-1.6241843439423651,7.5337735666857943,null,5.5800705918510413E-2,0,0,0,null,6.1362635942676276,21.656593774612247,34.144112143898163,-86.092218421300046,60.107361403860878,-93.328489738973076,-87.956046085985591,82.936804388404241,86.119435687787373,0.23417884778024028,0.26963692893029656,0.8684969403459476,null,0.22042731892966611,0.66845032488427192,1.1164733308388777,null,0,0,0,0,0,0,null,0,0,0,0,0,0,0,0,0]
[null,null,null,null,null,null,null,4,10,100,24,2400,8640000,97.643835616438352,-1.6241843439423651,7.5337735666857943,null,0,0,0,0,null,23.136263594267628,0,0,90,90,164.87880694845097,167.04395391401442,121.56423864865052,90,0,0,0,null,0,0,0,null,0,0,0,0,0,0,null,0,0,0,0,0,0,0,0,0]
[null,null,null,null,null,null,null,4,11,101,17,2417,8701200,98.630136986301366,-1.3361645454532975,7.9149119954818126,null,0.52016724334923559,0.64608578607630751,0.57336078607630747,0.4818857860763075,null,16.141063924242445,419.27477374304317,100.89246960619244,61.112695080675934,1.7554583605919494,73.163465754110618,62.115958863636678,66.160825724931058,61.116159335234642,1.5205501436390461,1.5210841836285092,0.99964890832788156,null,7.305342750021487E-3,5.536680821068915E-2,0.10342827367135682,null,0,0,0,0,0,0,null,1.242073187685391,1.1022623846603086,0.92640548253972566,6.5649394146234455E-3,2.4353128645178738E-2,3.7242809360000004E-2,3.414866438059422E-3,1.2667699794291928E-2,1.9372489479372312E-2]
[null,null,null,null,null,null,null,4,12,102,10,2434,8762400,99.61643835616438,-1.0530589331321816,8.2937050650357591,null,0.16868864102833914,9.2869159521606862E-2,0,0,null,9.1457823511144625,2.2159952038579043,166.47264582448122,-42.315698125064152,-3.5608669816719765,-55.550056703804692,-42.813264733283063,54.639873441535563,42.382176337632579,1.3469325199803672,1.3478924531266039,0.99928782660366555,null,8.299313999244351E-2,0.2311951756932355,0.37939721139402749,null,0,0,0,0,0,0,null,0.55053593979694904,0,0,3.7242809360000004E-2,0,0,6.2824388990159099E-3,0,0]
[null,null,null,null,null,null,null,4,12,102,12,2436,8769600,99.61643835616438,-1.0530589331321816,8.2937050650357591,null,0.3226218075893269,0.22382960210152056,0.13127960210152054,1.9979602101520551E-2,null,11.145782351114462,24.243385129261977,298.37842246006494,-12.75146909645273,-6.2975491930943628,-18.820715431518241,-12.813264733283063,42.863377772145732,14.132093530448298,1.0341987120543328,1.0355029381929055,0.99874049016138111,null,3.9984897786019234E-2,0.11747500977442858,0.19496512176283795,null,0,0,0,0,0,0,null,0.69378323732671743,0.40691484274562589,6.1928864173227467E-2,1.7601056669705639E-2,3.7242809360000004E-2,3.7242809360000004E-2,5.6784847182626118E-3,1.2015342475427904E-2,1.2015342475427904E-2]
[null,null,null,null,null,null,null,4,13,103,5,2453,8830800,100.60273972602739,-0.77519167449178961,8.6700405307861388,null,0,0,0,0,null,4.1504134720918033,0,0,90,90,-117.1557922408211,-117.74379791862295,100.48053517763509,90,0,0,0,null,0,0,0,null,0,0,0,0,0,0,null,0,0,0,0,0,0,0,0,0]
[null,null,null,null,null,null,null,4,13,103,22,2470,8892000,100.60273972602739,-0.77519167449178961,8.6700405307861388,null,0,0,0,0,null,21.150413472091802,0,0,90,90,134.17068532129673,137.25620208137704,110.69953209206972,90,0,0,0,null,0,0,0,null,0,0,0,0,0,0,null,0,0,0,0,0,0,0,0,0]
[null,null,null,null,null,null,null,4,15,105,4,2500,9000000,102.57534246575342,-0.23642783469707579,9.4148933468799196,null,0,0,0,0,null,3.1593928694217155,0,0,90,90,-130.29761213230378,-132.60910695867426,107.8267975637978,90,0,0,0,null,0,0,0,null,0,0,0,0,0,0,null,0,0,0,0,0,0,0,0,0]
[null,null,null,null,null,null,null,4,15,105,9,2505,9018000,102.57534246575342,-0.23642783469707579,9.4148933468799196,null,0.53638984428683445,0.64674718762422878,0.54699718762422878,0.42849718762422884,null,8.1593928694217155,470.92595896413297,65.463885322701458,-56.435300488539738,2.399164930537415,-70.312690966869681,-57.609106958674268,62.221615076239125,56.445495366970086,1.5392610572013945,1.54,0.99952016701389257,null,3.2625524488196452E-2,7.9233416614191393E-2,0.12584130874018631,null,0,0,0,0,0,0,null,1.2057409261432264,1.0197754365605067,0.79885402788329074,1.4723165998103924E-2,3.6803138254015245E-2,3.7242809360000004E-2,7.8973567171321795E-3,1.9740829597338076E-2,1.9976664713414662E-2]
[null,null,null,null,null,null,null,4,16,106,2,2522,9079200,103.56164383561644,2.3862566243589556E-2,9.7831899812586709,null,0,0,0,0,null,1.1637310427707264,0,0,90,90,-160.34601928211558,-162.54403435843909,118.48927807068063,90,0,0,0,null,0,0,0,null,0,0,0,0,0,0,null,0,0,0,0,0,0,0,0,0]
[null,null,null,null,null,null,null,4,16,106,13,2533,9118800,103.56164383561644,2.3862566243589556E-2,9.7831899812586709,null,0.22559898715402463,0.14202443402799905,5.9924434027999081E-2,0,null,12.163731042770728,2.9858817705186578,222.61310538350597,2.4294925210911726,-5.0079894512634215,3.7614101488453424,2.4559656415609155,40.068842819137707,5.5608039882803952,1.0062795795492703,1.0072884775632736,0.99899840210974733,null,6.7819453416048073E-2,0.17863555376906778,0.28945165412208751,null,0,0,0,0,0,0,null,0.62954375735310286,0.26562368379378626,0,3.0549602874902354E-2,3.7242809360000004E-2,0,6.89195946653565E-3,8.4019400703864294E-3,0]
[null,null,null,null,null,null,null,4,17,107,13,2557,9205200,104.54794520547945,0.27770296193058236,10.148587645307462,null,0.15619053477243525,9.1206055397498417E-2,1.1206055397498421E-2,0,null,12.167961716032178,0.99578658007658583,155.19474819235867,2.4881328586500406,-4.6417973717195142,3.88367590348216,2.5194257404826637,39.706524679788394,5.2614761872396159,1.0065291094564681,1.0074643985759502,0.99907164052565611,null,8.6432894411105507E-2,0.24649380998722684,0.40655472556334815,null,0,0,0,0,0,0,null,0.5839409893204015,7.174605947681334E-2,0,3.7242809360000004E-2,3.7242809360000004E-2,0,5.8169743103662578E-3,5.8169743103662578E-3,0]
[null,null,null,null,null,null,null,4,18,108,6,2574,9266400,105.53424657534246,0.52481346538881846,10.51097806381247,null,4.6383040885779837E-3,0,0,0,null,5.172080224423147,0,4.6383040885779838,90,90,-106.21547737272854,-102.41879663365279,89.836448003333317,90,0,0,0,null,5.0233877630785821,10.4132887964247,15.803189829770817,null,0,0,0,0,0,0,null,0,0,0,0,0,0,0,0,0]
[null,null,null,null,null,null,null,4,18,108,23,2591,9327600,105.53424657534246,0.52481346538881846,10.51097806381247,null,0,0,0,0,null,22.172080224423148,0,0,90,90,150.00488627404641,152.58120336634721,115.08744700653381,90,0,0,0,null,0,0,0,null,0,0,0,0,0,0,null,0,0,0,0,0,0,0,0,0]
[null,null,null,null,null,null,null,4,19,109,8,2600,9360000,106.52054794520548,0.76492406862171636,10.870253852671722,null,2.411918126060552E-2,0,0,0,null,7.1760820678103627,0,24.119181260605519,-70.255179470206272,17.560392202467479,-83.562496146730453,-72.358768982844566,70.358079797545301,70.371666925730167,1.3519878100038738,1.3526477960259737,0.9995120784404935,null,1.0323733517716793,2.0688927812613174,3.1054122107509556,null,0,0,0,0,0,0,null,0,0,0,0,0,0,0,0,0]
[null,null,null,null,null,null,null,4,20,110,10,2626,9453600,107.50684931506849,0.9977749558482808,11.226308550715098,null,0.69302514683162741,0.70622588699920263,0.62117588699920268,0.51737588699920267,null,9.1799629159308065,504.01169331129012,189.01345352033735,-41.310919578737618,0.22173465554134877,-57.015205069281897,-42.300556261037904,51.905434137417735,41.311195024104386,1.3227143285458047,1.3227729894684406,0.99995565306889178,null,2.4385839499855701E-2,6.045956657064816E-2,9.6533293641440629E-2,null,0,0,0,0,0,0,null,1.0190479959175023,0.89632517642266629,0.74654706162473605,1.17718153109043E-2,2.6808334269659173E-2,3.7242809360000004E-2,8.1581640343142518E-3,1.8578849793541897E-2,2.5810203425136312E-2]
[null,null,null,null,null,null,null,4,21,111,3,2643,9514800,108.49315068493151,1.223116804098584,11.579036651251332,null,0,0,0,0,null,2.1837186134016431,0,0,90,90,-145.06522162111227,-147.24422079897536,112.23857511168285,90,0,0,0,null,0,0,0,null,0,0,0,0,0,0,null,0,0,0,0,0,0,0,0,0]
[null,null,null,null,null,null,null,4,21,111,20,2660,9576000,108.49315068493151,1.223116804098584,11.579036651251332,null,0,0,0,0,null,19.183718613401645,0,0,90,90,110.97882199267389,107.75577920102467,92.265167498790902,90,0,0,0,null,0,0,0,null,0,0,0,0,0,0,null,0,0,0,0,0,0,0,0,0]
[null,null,null,null,null,null,null,4,22,112,2,2666,9597600,109.47945205479452,1.44071107081356,11.928333633331707,null,0,0,0,0,null,1.1873451845135592,0,0,90,90,-160.49601910273884,-162.18982223229662,116.32019717429938,90,0,0,0,null,0,0,0,null,0,0,0,0,0,0,null,0,0,0,0,0,0,0,0,0]
[null,null,null,null,null,null,null,4,23,113,7,2695,9702000,110.46575342465754,1.6503302681105476,12.274095992722017,null,8.5381361940047001E-2,0,0,0,null,6.1908388378018424,21.616310689710904,63.7650512503361,-84.063217726928414,62.271870905912245,-95.847284363699274,-87.13741743297237,78.82115523036984,84.175308666883723,0.34335601543087163,0.4096379768419392,0.83819380731722837,null,0.24712653347947269,0.53993048309970104,0.8327344327199292,null,0,0,0,0,0,0,null,0,0,0,0,0,0,0,0,0]
[null,null,null,null,null,null,null,4,23,113,8,2696,9705600,110.46575342465754,1.6503302681105476,12.274095992722017,null,0.24422456315181323,0.18946488141596016,9.0264881415960146E-2,0,null,7.1908388378018424,128.3436073719428,115.88095577987045,-69.697127051348062,20.547393491196175,-84.368289075957208,-72.13741743297237,69.155475141309594,69.874065194474795,1.3743960926025716,1.375148840127083,0.99945260650880385,null,7.8206711698066117E-2,0.18057151758558723,0.28293632347310826,null,0,0,0,0,0,0,null,0.7757814323458786,0.36959788258419485,0,3.6218154343355756E-2,3.7242809360000004E-2,0,8.8453629226710063E-3,9.0956088464922615E-3,0]
[null,null,null,null,null,null,null,4,24,114,4,2716,9777600,111.45205479452055,1.8517582233921028,12.616221272572982,null,0,0,0,0,null,3.1941959703898681,0,0,90,90,-131.49269104543185,-132.08706044415197,104.7943347510396,90,0,0,0,null,0,0,0,null,0,0,0,0,0,0,null,0,0,0,0,0,0,0,0,0]
[null,null,null,null,null,null,null,4,24,114,19,2731,9831600,111.45205479452055,1.8517582233921028,12.616221272572982,null,2.8994530239666354E-2,0,0,0,null,18.194195970389867,3.2020435592555176,25.792486680410835,89.538622348019132,87.991961082872635,100.39925217150241,92.912939555847998,82.251859561671637,89.550329742225387,2.3333002908684591E-3,3.1835057986679703E-2,7.3293420475148779E-2,null,0.60356211517643044,1.4657937082856169,2.3280253013948031,null,0,0,0,0,0,0,null,0,0,0,0,0,0,0,0,0]
[null,null,null,null,null,null,null,4,25,115,12,2748,9892800,112.43835616438356,2.0447903259917721,12.954608093780546,null,0.5114933590190831,0.40514567984935096,0.32034567984935097,0.216795679849351,null,11.197413172099864,160.51644442832318,350.97691459075997,-11.732229230978158,-1.5642160719430835,-19.212567922954481,-12.038802418502037,38.147608853294969,11.83038377946874,1.0331411461188147,1.0334644584619563,0.99968715678561137,null,1.9355090003486525E-2,6.8231579911280774E-2,0.11710806981907503,null,0,0,0,0,0,0,null,0.79208394929372983,0.62629489552649176,0.42384847432840794,1.0110513526106354E-2,3.0765848222833202E-2,3.7242809360000004E-2,5.1714605248760134E-3,1.5736527050568244E-2,1.9049449658853749E-2]
[null,null,null,null,null,null,null,4,26,116,5,2765,9954000,113.42465753424658,2.2292337595674674,13.289156185026565,null,0,0,0,0,null,4.2004872293261242,0,0,90,90,-119.25489588450185,-116.99269156010814,96.288982702484589,90,0,0,0,null,0,0,0,null,0,0,0,0,0,0,null,0,0,0,0,0,0,0,0,0]
[null,null,null,null,null,null,null,4,26,116,23,2783,10018800,113.42465753424658,2.2292337595674674,13.289156185026565,null,0,0,0,0,null,22.200487229326125,0,0,90,90,151.41657202976711,153.00730843989189,112.59240877506956,90,0,0,0,null,0,0,0,null,0,0,0,0,0,0,null,0,0,0,0,0,0,0,0,0]
[null,null,null,null,null,null,null,4,27,117,16,2800,10080000,114.41095890410959,2.404907719969867,13.619766412491495,null,0.45683902414840444,0.44205534406637464,0.35365534406637467,0.24650534406637462,null,15.203415128666165,205.1033975528002,251.73562659560426,46.403073858256562,5.1234427469543551,64.535399038397017,48.051226929992481,53.188073693413166,46.506961665153199,1.4485909693161134,1.4500768464564142,0.99897531145060914,null,2.123286209640652E-2,7.5956733478897559E-2,0.13068060486138858,null,0,0,0,0,0,0,null,0.96763919170524426,0.77413558249675607,0.53958906975139931,1.0718135900990609E-2,3.4951720225714321E-2,3.7242809360000004E-2,4.8964627456985288E-3,1.596730976022338E-2,1.7013968684567466E-2]
[null,null,null,null,null,null,null,4,28,118,9,2817,10141200,115.39726027397261,2.5716436183309028,13.946340809229754,null,0.35958895578837458,0.31648811486550299,0.22646311486550297,0.11768811486550297,null,8.2061940603055152,137.73328081718185,221.85567497119271,-54.785094732427829,9.657210703750053,-72.9621306270475,-56.90708909541727,58.256665830368213,54.978157824367649,1.537025579103245,1.54,0.99806855785924997,null,5.0613345340647979E-2,0.12013717135802159,0.18966099737539518,null,0,0,0,0,0,0,null,{"$f":"IF($R2819=0, 0, S2819/$R2819)","v":0.88013858537903122},{"$f":"IF($R2819=0, 0, T2819/$R2819)","v":0.62978328789046878},{"$f":"IF($R2819=0, 0, U2819/$R2819)","v":0.32728512088887629},{"$f":"IF(AU2819=0,0,IF(AJ2819<0.08,2.10677665*AJ2819^2+0.23807711*AJ2819+0.00471327,2.10677665*0.08^2+0.23807711*0.08+0.00471327))","v":2.2160101328929212E-2},{"$f":"IF(AV2819=0,0,IF(AK2819<0.08,2.10677665*AK2819^2+0.23807711*AK2819+0.00471327,2.10677665*0.08^2+0.23807711*0.08+0.00471327))","v":3.7242809360000004E-2},{"$f":"IF(AW2819=0,0,IF(AL2819<0.08,2.10677665*AL2819^2+0.23807711*AL2819+0.00471327,2.10677665*0.08^2+0.23807711*0.08+0.00471327))","v":3.7242809360000004E-2},{"$f":"AX2819*$R2819","v":7.9685276970342268E-3},{"$f":"AY2819*$R2819","v":1.3392102928387904E-2},{"$f":"AZ2819*$R2819","v":1.3392102928387904E-2}]
[null,null,null,null,null,null,null,4,29,119,1,2833,10198800,116.38356164383562,2.7292852691348672,14.268782604199574,null,0,0,0,0,null,0.20882142115224775,0,0,90,90,-176.62589274718863,-176.86767868271627,115.87169135794606,90,0,0,0,null,0,0,0,null,0,0,0,0,0,0,null,0,0,0,0,0,0,0,0,0]
[null,null,null,null,null,null,null,4,29,119,20,2852,10267200,116.38356164383562,2.7292852691348672,14.268782604199574,null,9.2766081771559681E-4,0,0,0,null,19.208821421152248,0,0.92766081771559683,90,90,112.92118193720148,108.13232131728371,90.36807204479183,90,0,0,0,null,24.470150691391375,51.41965585812197,78.369161024852559,null,0,0,0,0,0,0,null,0,0,0,0,0,0,0,0,0]
[null,null,null,null,null,null,null,4,30,120,13,2869,10328400,117.36986301369863,2.8776890630527765,14.586996250938199,null,0.5395466150461814,0.39072814871294875,0.29882814871294872,0.18817814871294869,null,12.211294817717548,158.77134488928911,380.77527015689225,3.0671780195651213,-0.19161273305703805,5.3118614766912415,3.1694222657632132,35.30783214130264,3.0731346131004535,1.0091628588858661,1.0092015340586953,0.9999616774533886,null,3.8365545112776261E-2,8.4700744524341801E-2,0.13103594393590734,null,0,0,0,0,0,0,null,0.72417866745305259,0.55385047441613755,0.34877088182054844,1.6948224365941168E-2,3.7242809360000004E-2,3.7242809360000004E-2,9.1443570876867716E-3,2.0094231724998243E-2,2.0094231724998243E-2]
[null,null,null,null,null,null,null,5,1,121,6,2886,10389600,118.35616438356165,3.0167241243387206,14.900887455874541,null,4.1744736797201858E-2,0,0,0,null,5.2136120687389784,0,41.74473679720186,90,90,-108.51910527024066,-101.79581896891533,86.049299132397834,90,0,0,0,null,0.43358759423806548,1.0324654868320786,1.6313433794260914,null,0,0,0,0,0,0,null,0,0,0,0,0,0,0,0,0]
[null,null,null,null,null,null,null,5,1,121,20,2900,10440000,118.35616438356165,3.0167241243387206,14.900887455874541,null,9.2766081771559681E-4,0,0,0,null,19.213612068738978,0,0.92766081771559683,90,90,113.36377292896555,108.20418103108467,89.911444973669703,90,0,0,0,null,10.99539810802608,37.944903274756669,64.894408441487258,null,0,0,0,0,0,0,null,0,0,0,0,0,0,0,0,0]
[null,null,null,null,null,null,null,5,2,122,17,2921,10515600,119.34246575342466,3.1462724526055461,15.210363206270188,null,0.42916926030673452,0.4909918918178135,0.41394189181781349,0.31814189181781349,null,16.215771207543426,288.87190206112984,140.2973582456047,60.51666085016781,16.322869573771204,79.316062593142831,63.236568113151392,61.25808343529436,60.847459542472642,1.5300906687955982,1.5312167655471471,0.99926457391475421,null,1.8407655744853986E-2,7.6659730886796992E-2,0.13491180602874001,null,0,0,0,0,0,0,null,1.144051863050241,0.96451896746277266,0.74129701551884708,9.8095754528702978E-3,3.5345121732371948E-2,3.7242809360000004E-2,4.2099682410314462E-3,1.5169039749333556E-2,1.5983468944775932E-2]
[null,null,null,null,null,null,null,5,3,123,10,2938,10576800,120.32876712328768,3.266229048815688,15.515331797781309,null,0.3485659997650129,0.27377670692698181,0.19552670692698179,9.8526706926981802E-2,null,9.2177704841469268,60.318914278203565,288.24708548680934,-40.032141189090702,5.6057285677031361,-59.583905753625501,-41.733442737796096,48.053798493473785,40.223559260080741,1.2893563508828907,1.2908035297272675,0.99887885428645939,null,3.2992317115704828E-2,0.10471474562810662,0.17643717414050841,null,0,0,0,0,0,0,null,0.78543721163724922,0.56094601039343162,0.28266298776531262,1.4861197123314948E-2,3.7242809360000004E-2,3.7242809360000004E-2,5.180108032993209E-3,1.2981577078626181E-2,1.2981577078626181E-2]
[null,null,null,null,null,null,null,5,4,124,3,2955,10638000,121.31506849315069,3.3765020253419875,15.815702861632445,null,0,0,0,0,null,2.219608367089033,0,0,90,90,-146.24110845654064,-146.70587449366451,108.11482782672216,90,0,0,0,null,0,0,0,null,0,0,0,0,0,0,null,0,0,0,0,0,0,0,0,0]
[null,null,null,null,null,null,null,5,4,124,14,2966,10677600,121.31506849315069,3.3765020253419875,15.815702861632445,null,0.28076012459969119,0.20039186901150013,0.11704186901150018,1.4941869011500198E-2,null,13.219608367089032,14.292408738148561,266.46771586154267,17.586749071701753,1.812296396134075,30.060687793593111,18.294125506335483,37.079200261392735,17.668733887744466,1.0447946653105995,1.0451734981434035,0.99963754072077315,null,3.6686121345350514E-2,0.12573010519328862,0.21477408904122675,null,0,0,0,0,0,0,null,0.71374761390072605,0.41687497175170052,5.3219341716721241E-2,1.6282846395774681E-2,3.7242809360000004E-2,3.7242809360000004E-2,4.5715739829153322E-3,1.0456295796356147E-2,1.0456295796356147E-2]
[null,null,null,null,null,null,null,5,4,124,22,2974,10706400,121.31506849315069,3.3765020253419875,15.815702861632445,null,0,0,0,0,null,21.219608367089034,0,0,90,90,138.54049134118628,138.29412550633552,104.80137726511271,90,0,0,0,null,0,0,0,null,0,0,0,0,0,0,null,0,0,0,0,0,0,0,0,0]
[null,null,null,null,null,null,null,5,5,125,15,2991,10767600,122.3013698630137,3.4770126999723212,16.111387391394874,null,0.48411516900670265,0.4146600968639309,0.33993509686393081,0.24646009686393089,null,14.221283544999539,141.45839667552528,342.65677233117742,31.923547009782272,4.2687778680678194,50.562555128190333,33.319253174993079,43.102455633552722,32.107078150195072,1.1920639632284908,1.1930825641173872,0.99914624442638644,null,1.198062025592034E-2,6.3621224807301105E-2,0.11526182935868187,null,0,0,0,0,0,0,null,0.85653192341550011,0.70217815641142278,0.50909393599381025,7.8679781843730805E-3,2.838754343014889E-2,3.7242809360000004E-2,3.8090075884688233E-3,1.3742840385371642E-2,1.8029808947600808E-2]
[null,null,null,null,null,null,null,5,6,126,16,3016,10857600,123.28767123287672,3.5676956737510235,16.402297769360995,null,0.64171880297917372,0.75884903171663365,0.68052403171663367,0.58344903171663376,null,15.222794927895849,510.94953712875719,130.7692658504165,46.145799778625914,9.0864704458304804,66.964231612234911,48.341923918437743,51.152787859311339,46.479723541108136,1.4410214669503514,1.443644994465648,0.99818270591083391,null,5.6099337954366212E-3,4.456780737485759E-2,8.3525680954278564E-2,null,0,0,0,0,0,0,null,1.182525785739305,1.0604707678149792,0.90919734470608771,6.1151699457788608E-3,1.9508513021097663E-2,3.7242809360000004E-2,3.9242195376194295E-3,1.2518979623802417E-2,2.3899411042080768E-2]
[null,null,null,null,null,null,null,5,7,127,2,3026,10893600,124.27397260273973,3.6484988925694157,16.688347792507496,null,0,0,0,0,null,1.2241416482094902,0,0,90,90,-161.06764503912297,-161.63787527685764,111.55880335559797,90,0,0,0,null,0,0,0,null,0,0,0,0,0,0,null,0,0,0,0,0,0,0,0,0]
[null,null,null,null,null,null,null,5,7,127,19,3043,10954800,124.27397260273973,3.6484988925694157,16.688347792507496,null,6.7004976394735669E-2,2.2439864610209539E-2,0,0,null,18.224141648209493,5.046306514556127,61.958669880179535,88.859147209662083,86.268615713104012,103.42573570448002,93.362124723142387,79.450986124350791,88.908869650586098,1.0721154202068104E-2,7.8718842533316041E-2,0.13619552647170349,null,0.14476536702074105,0.51787198305357895,0.89097859908641674,null,0,0,0,0,0,0,null,0.33489847795801264,0,0,3.7242809360000004E-2,0,0,2.495453562040441E-3,0,0]
[null,null,null,null,null,null,null,5,8,128,12,3060,11016000,125.26027397260275,3.7193836924371548,16.969452698039021,null,0.84262483234923968,0.71443752601692412,0.63213752601692419,0.53108752601692422,null,11.225323061540619,544.083389931032,298.54144241820768,-11.11797785451177,2.5035258612845315,-20.074202942514091,-11.620154076890712,34.144500117009173,11.382809931485797,1.0317191098270104,1.0322359557090235,0.99949929482774313,null,1.4122536558556881E-2,4.3791731009306625E-2,7.3460925460056378E-2,null,0,0,0,0,0,0,null,0.84787143529234821,0.75020044716048007,0.63027756319054962,8.4957109473100551E-3,1.9179277428786064E-2,3.3571870970316858E-2,7.158697012664735E-3,1.6160935428010413E-2,2.8288492148013548E-2]
[null,null,null,null,null,null,null,5,9,129,11,3083,11098800,126.24657534246575,3.7803248283856434,17.245529188505344,null,0.34208731256159292,0.23758327760696982,0.15168327760696979,4.7033277606969785E-2,null,10.22633874713976,25.236965915934746,316.85034664565819,-25.385693084812587,4.3461833180506551,-42.862759549973916,-26.6049187929036,38.957823322482653,25.667850583324878,1.1136594412183012,1.1146283170177511,0.99913076333638984,null,4.5894715832739956E-2,0.11897547352818576,0.19205623122363155,null,0,0,0,0,0,0,null,0.69451063773139166,0.4434051542898399,0.1374891025767038,2.0077307513516593E-2,3.7242809360000004E-2,3.7242809360000004E-2,6.8681921707715683E-3,1.274029256620614E-2,1.274029256620614E-2]
[null,null,null,null,null,null,null,5,9,129,23,3095,11142000,126.24657534246575,3.7803248283856434,17.245529188505344,null,0,0,0,0,null,22.22633874713976,0,0,90,90,153.11450480909372,153.39508120709641,108.94911441091097,90,0,0,0,null,0,0,0,null,0,0,0,0,0,0,null,0,0,0,0,0,0,0,0,0]
[null,null,null,null,null,null,null,5,10,130,16,3112,11203200,127.23287671232876,3.8313104869742074,17.516495456484101,null,0.22721379154938021,0.14496133515517473,5.7161335155174742E-2,0,null,15.227188508116237,8.9560209820243131,218.25777056735589,45.992254837313418,10.628765008246907,67.924753716435418,48.407827621743557,50.320691917674431,46.454950999110437,1.4371078181639085,1.4398063709328355,0.99812575300164941,null,6.5577005244251627E-2,0.17560553753326441,0.28563406982227724,null,0,0,0,0,0,0,null,0.63799531783118191,0.25157511243216901,0,2.9385517409866765E-2,3.7242809360000004E-2,0,6.6767948273361499E-3,8.4620799226363466E-3,0]
[null,null,null,null,null,null,null,5,11,131,13,3133,11278800,128.21917808219177,3.8723422823894396,17.782271208822191,null,0.35187418262605913,0.24660784919941448,0.1541578491994145,4.2957849199414491E-2,null,12.227872371373158,25.922206164949674,325.95197646110944,3.2590950714787361,3.011960140512441,6.1269030873465935,3.4180855705973645,32.135693614442566,4.4333487165141907,1.0091690034276641,1.0097772852144362,0.99939760797189747,null,3.7229216142639049E-2,0.10827733855225555,0.17932546096187205,null,0,0,0,0,0,0,null,0.70084098628368985,0.43810502961292808,0.12208298113495387,1.6496717244850925E-2,3.7242809360000004E-2,3.7242809360000004E-2,5.8047688965451334E-3,1.3104783102248146E-2,1.3104783102248146E-2]
[null,null,null,null,null,null,null,5,12,132,3,3147,11329200,129.20547945205479,3.9034352361475806,18.042777690428235,null,0,0,0,0,null,2.2283905872691263,0,0,90,90,-146.98371373428134,-146.5741411909631,106.00016403830021,90,0,0,0,null,0,0,0,null,0,0,0,0,0,0,null,0,0,0,0,0,0,0,0,0]
[null,null,null,null,null,null,null,5,12,132,20,3164,11390400,129.20547945205479,3.9034352361475806,18.042777690428235,null,2.7829824531467907E-3,0,0,0,null,19.228390587269129,0,2.7829824531467908,90,90,115.45820248719909,108.42585880903692,87.55926115309461,90,0,0,0,null,6.4678812400153403,15.451049628925537,24.434218017835732,null,0,0,0,0,0,0,null,0,0,0,0,0,0,0,0,0]
[null,null,null,null,null,null,null,5,13,133,13,3181,11451600,130.1917808219178,3.9246177404294831,18.297937707609584,null,1.1212422894114493,0.9793033270934286,0.89335332709342852,0.7886533270934285,null,12.228743629007157,995.49503850568294,125.74725090576635,3.2636459320185907,3.5286023848446471,6.2216584433397486,3.4311544351073575,31.622310512356023,4.8009100513942871,1.0090783076537955,1.0097909377960559,0.99929427952303107,null,8.1159978409097253E-3,3.0412695206046336E-2,5.2709392571182942E-2,null,0,0,0,0,0,0,null,0.87340919651494253,0.79675315097360278,0.70337458240841066,6.7842754687442008E-3,1.3902461784966741E-2,2.3115385421775159E-2,7.6068165585726809E-3,1.5588028080231292E-2,2.5917947670939218E-2]
[null,null,null,null,null,null,null,5,14,134,8,3200,11520000,131.17808219178082,3.9359315050971904,18.547675650946321,null,0.35280288492833289,0.36845058720759921,0.28210058720759923,0.17700058720759926,null,7.2289321917516203,302.81535529364743,49.987529634685473,-67.578988182536477,31.897021209892408,-88.493088966149728,-71.5660171237257,64.121843043224587,68.216696599921789,1.3916916386067233,1.4111572008968798,0.98620595758021512,null,5.1870324143515424E-2,0.12273142270023048,0.19359252125694554,null,0,0,0,0,0,0,null,1.0443525349358891,0.79959830052099523,0.50169824218856518,2.2730753756727555E-2,3.7242809360000004E-2,3.7242809360000004E-2,8.0194755019690218E-3,1.313937058504392E-2,1.313937058504392E-2]
[null,null,null,null,null,null,null,5,14,134,24,3216,11577600,131.17808219178082,3.9359315050971904,18.547675650946321,null,0,0,0,0,null,23.228932191751621,0,0,90,90,168.26095419653782,168.43398287627431,110.88833617722277,90,0,0,0,null,0,0,0,null,0,0,0,0,0,0,null,0,0,0,0,0,0,0,0,0]
[null,null,null,null,null,null,null,5,15,135,1,3217,11581200,132.16438356164383,3.9374314884606232,18.791917517696067,null,0,0,0,0,null,0.22895719147434362,0,0,90,90,-176.50930346580628,-176.56564212788484,111.3405622008662,90,0,0,0,null,0,0,0,null,0,0,0,0,0,0,null,0,0,0,0,0,0,0,0,0]
[null,null,null,null,null,null,null,5,15,135,18,3234,11642400,132.16438356164383,3.9374314884606232,18.791917517696067,null,0.24217811386480378,0.20797567236972941,0.12332567236972941,1.9925672369729377E-2,null,17.228957191474343,191.10555138496395,51.072562479839831,74.008847087790983,44.693010783371925,93.882963326250604,78.434357872115157,68.373580532838247,74.585889922683577,1.0490261385424737,1.0973983980302127,0.95592096764988421,null,1.9407203751796415E-2,0.12263701094220289,0.22586681813260939,null,0,0,0,0,0,0,null,0.85877154236089259,0.50923541521417626,8.227693267465494E-2,1.0127176407539792E-2,3.7242809360000004E-2,3.7242809360000004E-2,2.4525804811541263E-3,9.0193933258312618E-3,9.0193933258312618E-3]
[null,null,null,null,null,null,null,5,16,136,9,3249,11696400,133.15068493150685,3.9291858118823737,19.030590933722515,null,0.48933107846456747,0.54084439738361034,0.4485443973836104,0.33749439738361042,null,8.2288197635313729,326.29030628715816,163.04077217740934,-53.355777465763481,17.248767313673273,-76.641258456562227,-56.56770354702941,54.180575444706946,54.065991012465659,1.5391526203326114,1.54,0.99944975346273468,null,2.8406125447040249E-2,7.9496279128767319E-2,0.1305864328104944,null,0,0,0,0,0,0,null,1.1052729352091888,0.91664808781625251,0.68970562516202094,1.317609310769295E-2,3.6953623133964539E-2,3.7242809360000004E-2,6.4474718503369456E-3,1.8082556261316059E-2,1.8224064069179091E-2]
[null,null,null,null,null,null,null,5,17,137,5,3269,11768400,134.13698630136986,3.9112756583277113,19.26362517494152,null,0,0,0,0,null,4.2285212609721281,0,0,90,90,-122.38427254987046,-116.57218108541808,91.178980140320959,90,0,0,0,null,0,0,0,null,0,0,0,0,0,0,null,0,0,0,0,0,0,0,0,0]
[null,null,null,null,null,null,null,5,17,137,22,3286,11829600,134.13698630136986,3.9112756583277113,19.26362517494152,null,0,0,0,0,null,21.22852126097213,0,0,90,90,140.21960571178121,138.42781891458196,101.76253816319513,90,0,0,0,null,0,0,0,null,0,0,0,0,0,0,null,0,0,0,0,0,0,0,0,0]
[null,null,null,null,null,null,null,5,18,138,11,3299,11876400,135.12328767123287,3.8837951549863017,19.490951188278096,null,0.30920291213224504,0.21659458090083458,0.12844458090083458,2.1544580900834567E-2,null,10.228063252583103,19.807252355378434,289.39565977686664,-25.102423946851321,6.7919879313961049,-44.543292248984081,-26.57905121125345,36.964184487203198,25.798567524036567,1.1097195964521398,1.1112290873622159,0.9986416024137208,null,4.1073351840128378E-2,0.1219264066435307,0.20277946144693301,null,0,0,0,0,0,0,null,0.70049334078780545,0.41540546955100882,6.9677807211660489E-2,1.8046069735666199E-2,3.7242809360000004E-2,3.7242809360000004E-2,5.5798973148095624E-3,1.1515585110098035E-2,1.1515585110098035E-2]
[null,null,null,null,null,null,null,5,19,139,9,3321,11955600,136.10958904109589,3.8468512401109036,19.71250161212842,null,0.54990832914733434,0.66939952469543151,0.58709952469543158,0.48604952469543161,null,8.2274475206685143,445.7951866381689,104.11314250916547,-53.224364423654706,18.251261001559882,-77.221415458079363,-56.588287189972284,53.685133370683083,54.031142225863917,1.5394613883884805,1.54,0.99965025220031201,null,2.1639970462807245E-2,6.7102093283830863E-2,0.11256421610485449,null,0,0,0,0,0,0,null,1.2172929363215419,1.0676316279947322,0.88387372755215476,1.085183052975075E-2,3.0174906542859772E-2,3.7242809360000004E-2,5.9675119948052668E-3,1.6593432439160984E-2,2.0480131067910308E-2]
[null,null,null,null,null,null,null,5,20,140,2,3338,12016800,137.0958904109589,3.8005635142373508,19.928210796320432,null,0,0,0,0,null,1.2266760585706225,0,0,90,90,-161.77695172071449,-161.59985912144066,108.38803673524131,90,0,0,0,null,0,0,0,null,0,0,0,0,0,0,null,0,0,0,0,0,0,0,0,0]
[null,null,null,null,null,null,null,5,20,140,19,3355,12078000,137.0958904109589,3.8005635142373508,19.928210796320432,null,5.7514970698367009E-2,4.2191776265677279E-2,0,0,null,18.226676058570622,0,57.514970698367009,87.976387700159847,84.490560816015076,105.63184976291141,93.400140878559327,77.035631432708001,88.099771275121981,2.8078678169444673E-2,0.13962924868897034,0.2010945302154496,null,2.955752179576902E-2,0.464226959968843,0.89889639814191702,null,0,0,0,0,0,0,null,0.73357902739703917,0,0,1.3590818667368505E-2,0,0,7.8167553742051891E-4,0,0]
[null,null,null,null,null,null,null,5,21,141,6,3366,12117600,138.08219178082192,3.7450640759686671,20.138014821567488,null,2.5574731901668899E-2,0,0,0,null,5.2257510679328112,0,25.574731901668898,90,90,-111.73283563867372,-101.61373398100783,81.896217737249756,90,0,0,0,null,0.39883116035067373,1.3763585141513448,2.353885867952016,null,0,0,0,0,0,0,null,0,0,0,0,0,0,0,0,0]
[null,null,null,null,null,null,null,5,22,142,6,3390,12204000,139.06849315068493,3.6804973425245602,20.341851518408966,null,3.6178771890908283E-2,0,0,0,null,5.2246749557087426,0,36.17877189090828,90,90,-111.87614029926074,-101.62987566436885,81.749051042133061,90,0,0,0,null,0.33168621743668414,1.0226991704297761,1.713712123422868,null,0,0,0,0,0,0,null,0,0,0,0,0,0,0,0,0]
[null,null,null,null,null,null,null,5,22,142,23,3407,12265200,139.06849315068493,3.6804973425245602,20.341851518408966,null,0,0,0,0,null,22.224674955708743,0,0,90,90,154.07528939884685,153.37012433563115,105.99139518188797,90,0,0,0,null,0,0,0,null,0,0,0,0,0,0,null,0,0,0,0,0,0,0,0,0]
[null,null,null,null,null,null,null,5,23,143,8,3416,12297600,140.05479452054794,3.6070198552758121,20.539660485632417,null,0.12523421039160557,7.3534560417200523E-2,0,0,null,7.2234503309212634,0,125.23421039160557,-67.142013776872531,35.158633665732211,-90.081794909924511,-71.648245036181052,62.723467945028034,67.995602230061195,1.389763979556937,1.4185857657931669,0.97968273266853556,null,7.2663850968073582E-2,0.27228981516607798,0.47191577936408236,null,0,0,0,0,0,0,null,0.5871763010064025,0,0,3.3136724589513791E-2,0,0,4.1498515389318596E-3,0,0]
[null,null,null,null,null,null,null,5,24,144,10,3442,12391200,141.04109589041096,3.5248000705009161,20.731383108171794,null,0.24178757074164281,0.16885136569038037,7.7351365690380355E-2,0,null,9.2220800011750157,8.424663782466796,233.362906959176,-39.071330856453933,12.070693634143407,-63.861100712241182,-41.668799982374765,43.837128758470456,40.014787011011222,1.2768278821202201,1.2788559702774471,0.99841413872682871,null,3.9290687982266183E-2,0.14268723530401931,0.24608378262577241,null,0,0,0,0,0,0,null,0.69834592891792213,0.31991456572030569,0,1.7319837093930566E-2,3.7242809360000004E-2,0,4.187721336582466E-3,9.0048484027485179E-3,0]
[null,null,null,null,null,null,null,5,25,145,3,3459,12452400,142.02739726027397,3.4340181356200081,20.916962574476337,null,0,0,0,0,null,2.2205669689270002,0,0,90,90,-148.18075658573804,-146.69149546609501,103.36717693545835,90,0,0,0,null,0,0,0,null,0,0,0,0,0,0,null,0,0,0,0,0,0,0,0,0]
[null,null,null,null,null,null,null,5,25,145,20,3476,12513600,142.02739726027397,3.4340181356200081,20.916962574476337,null,2.1300785202921751E-2,8.0503601436662201E-4,0,0,null,19.220566968926999,0,21.300785202921752,90,90,117.1386029872526,108.30850453390498,85.222379673914745,90,0,0,0,null,0.29106908223972738,1.4647347364321766,2.6384003906246258,null,0,0,0,0,0,0,null,3.7793724818003332E-2,0,0,3.7242809360000004E-2,0,0,7.9330108253072374E-4,0,0]
[null,null,null,null,null,null,null,5,26,146,2,3482,12535200,143.01369863013699,3.3348656511784185,21.096343893345029,null,0,0,0,0,null,1.2189144275196402,0,0,90,90,-162.15068273284948,-161.7162835872054,107.27007030422676,90,0,0,0,null,0,0,0,null,0,0,0,0,0,0,null,0,0,0,0,0,0,0,0,0]
[null,null,null,null,null,null,null,5,26,146,15,3495,12582000,143.01369863013699,3.3348656511784185,21.096343893345029,null,5.8442631516082602E-2,3.4659781528026908E-2,0,0,null,14.218914427519641,0,58.442631516082599,31.182460207559132,9.9731817021045526,54.635391578602174,33.283716412794611,38.891785659586468,32.220435655123723,1.1818274950352039,1.1841895224907095,0.99800536365957904,null,7.699858619065883E-2,0.50476850947209673,0.93253843275353465,null,0,0,0,0,0,0,null,0.5930564834078188,0,0,3.5535490935020952E-2,0,0,2.0767876024585233E-3,0,0]
[null,null,null,null,null,null,null,5,27,147,8,3512,12643200,144,3.2275454188692181,21.269473910221741,null,8.5344795229834916E-2,4.8473934136166283E-2,0,0,null,7.2171257569811536,0,85.344795229834915,-67.040170538468402,36.373478722789436,-90.722562432395776,-71.743113645282691,62.257098124788634,67.980784002805038,1.3880092081938644,1.4203171008460371,0.97725304255442114,null,8.5535385963971006E-2,0.37846478995017302,0.67139419393637501,null,0,0,0,0,0,0,null,0.56797762541494412,0,0,3.7242809360000004E-2,0,0,3.1784799386129796E-3,0,0]
[null,null,null,null,null,null,null,5,28,148,1,3529,12704400,144.98630136986301,3.1122711759007733,21.436301322946004,null,0,0,0,0,null,0.21520451959834613,0,0,90,90,-176.82771930672916,-176.77193220602481,108.70602249686026,90,0,0,0,null,0,0,0,null,0,0,0,0,0,0,null,0,0,0,0,0,0,0,0,0]
[null,null,null,null,null,null,null,5,28,148,21,3549,12776400,144.98630136986301,3.1122711759007733,21.436301322946004,null,0,0,0,0,null,20.215204519598345,0,0,90,90,128.77517994392718,123.22806779397517,92.87083437190563,90,0,0,0,null,0,0,0,null,0,0,0,0,0,0,null,0,0,0,0,0,0,0,0,0]
[null,null,null,null,null,null,null,5,29,149,12,3564,12830400,145.97260273972603,2.9892673160316359,21.596776696955015,null,1.0325825910346549,0.93268885943218394,0.85588885943218407,0.76033885943218404,null,11.213154455267194,906.76272194066848,125.81986909398631,-11.048888018846309,7.2190537225969527,-22.568824128008981,-11.80268317099209,29.704974741538564,13.102417357079808,1.0306076221792548,1.0320977760376926,0.99855618925548062,null,3.7769375872318089E-3,2.7988075966922901E-2,5.2199214346613988E-2,null,0,0,0,0,0,0,null,0.9032583616363542,0.82888174453394325,0.73634677364676393,5.642526096905489E-3,1.3026896642442571E-2,2.2881164581714623E-2,5.8263742171233276E-3,1.3451346688193996E-2,2.3626692209677259E-2]
[null,null,null,null,null,null,null,5,30,150,5,3581,12891600,146.95890410958904,2.8587685976109838,21.750852479932089,null,9.2766081771559681E-4,0,0,0,null,4.21097947662685,0,0.92766081771559683,90,90,-124.01994129364198,-116.83530785059725,89.289033148656031,90,0,0,0,null,17.139885286040656,44.089390452771241,71.038895619501844,null,0,0,0,0,0,0,null,0,0,0,0,0,0,0,0,0]
[null,null,null,null,null,null,null,5,30,150,23,3599,12956400,146.95890410958904,2.8587685976109838,21.750852479932089,null,0,0,0,0,null,22.21097947662685,0,0,90,90,154.32543813436678,153.16469214940275,104.59003099083358,90,0,0,0,null,0,0,0,null,0,0,0,0,0,0,null,0,0,0,0,0,0,0,0,0]
[null,null,null,null,null,null,null,5,31,151,16,3616,13017600,147.94520547945206,2.7210198389783398,21.898483015897533,null,0.25082412519613245,0.18916351857234354,0.10523851857234354,2.563518572343547E-3,null,15.208683663982972,9.7161024041773896,241.10802279195508,44.872842806299872,16.258533344232369,71.418804175800773,48.130254959744583,46.796819908227576,46.051834295114361,1.410764613865916,1.4118210701574969,0.99925170666884644,null,2.5515886858951488E-2,0.12518731990173076,0.22485875294451002,null,0,0,0,0,0,0,null,0.75416795902079481,0.41957095829618485,1.0220382789490438E-2,1.2159657624100349E-2,3.7242809360000004E-2,3.7242809360000004E-2,3.0499354862494523E-3,9.3413950775683343E-3,9.3413950775683343E-3]
[null,null,null,null,null,null,null,6,1,152,9,3633,13078800,148.93150684931507,2.5762756015914232,22.039624558737383,null,0.27543585334131632,0.21001207100597563,0.12761207100597563,2.6462071005975609E-2,null,8.206271260026524,28.673780714683286,246.76207262663303,-52.999837802960386,21.754268472194873,-79.468888913262077,-56.905931099602142,52.172335418261795,54.184349444842752,1.53729842655282,1.54,0.99824573152780516,null,3.8847520648449159E-2,0.12961275580837711,0.22037799096830504,null,0,0,0,0,0,0,null,0.76247180045123453,0.46330958536411204,9.607344390704349E-2,1.714137499863401E-2,3.7242809360000004E-2,3.7242809360000004E-2,4.7213492501922633E-3,1.0258004976899564E-2,1.0258004976899564E-2]
[null,null,null,null,null,null,null,6,2,153,2,3650,13140000,149.91780821917808,2.424799861265587,22.174235285166439,null,0,0,0,0,null,1.2037466643544266,0,0,90,90,-162.60328028740864,-161.94380003468359,106.26072353513895,90,0,0,0,null,0,0,0,null,0,0,0,0,0,0,null,0,0,0,0,0,0,0,0,0]
[null,null,null,null,null,null,null,6,2,153,18,3666,13197600,149.91780821917808,2.424799861265587,22.174235285166439,null,0.16767069572280247,0.11751528729714995,3.8615287297149928E-2,0,null,17.203746664354426,11.267973946231477,156.40272177657098,72.72801711060616,48.279753891512925,96.12565416923033,78.056199965316395,65.671058469822114,73.638346641208386,1.1195380141889808,1.1844948364787806,0.94516073832546121,null,4.5923349735065441E-2,0.19502513458917406,0.34412691944328266,null,0,0,0,0,0,0,null,0.70086956334593653,0.23030433034636966,0,2.0089663536779788E-2,3.7242809360000004E-2,0,3.3684478620488833E-3,6.2445277560629004E-3,0]
[null,null,null,null,null,null,null,6,3,154,13,3685,13266000,150.9041095890411,2.2668656679224943,22.302275307121299,null,0.31684081995419594,0.23598073557359814,0.15140573557359815,4.8080735573598141E-2,null,12.201114427798707,13.862801397343549,302.97801855685236,2.8151030179029903,7.5301858456175861,6.0326418571713667,3.0167164169806071,27.600242395805687,8.0279334876601993,1.0069265529352458,1.0084453090537089,0.99849396283087644,null,2.3986808268892545E-2,0.10289078283761802,0.18179475740634349,null,0,0,0,0,0,0,null,0.74479271833633265,0.47786057237033447,0.15175044547779207,1.1636149690315668E-2,3.7242809360000004E-2,3.7242809360000004E-2,3.6868072089893795E-3,1.1800042255020205E-2,1.1800042255020205E-2]
[null,null,null,null,null,null,null,6,4,155,6,3702,13327200,151.89041095890411,2.1027547942594502,22.423706683580132,null,6.2132552395224291E-2,0,0,0,null,5.1983792465709913,0,62.132552395224295,90,90,-113.50974323908797,-102.02431130143513,80.383462547654517,90,0,0,0,null,0.27360858913155922,0.67597416138385225,1.0783397336361451,null,0,0,0,0,0,0,null,0,0,0,0,0,0,0,0,0]
[null,null,null,null,null,null,null,6,4,155,20,3716,13377600,151.89041095890411,2.1027547942594502,22.423706683580132,null,4.6383040885779837E-3,0,0,0,null,19.19837924657099,0,4.6383040885779838,90,90,117.82659344903728,107.97568869856485,83.845092550454766,90,0,0,0,null,3.1045829952073642,8.4944840285534813,13.884385061899602,null,0,0,0,0,0,0,null,0,0,0,0,0,0,0,0,0]
[null,null,null,null,null,null,null,6,5,156,17,3737,13453200,152.87671232876713,1.9327573737639399,22.538493431805403,null,0.44270846102125166,0.51446418210956946,0.43771418210956942,0.34221418210956944,null,16.195545956229399,301.03434680894753,141.67411421230412,58.487917634721697,27.565797779017075,84.886528625564623,62.933189343440986,55.664633142983043,59.718744309835301,1.5283486714203136,1.54,0.99243420222098289,null,1.2423525828515799E-2,6.8894097776314889E-2,0.12536466972411398,null,0,0,0,0,0,0,null,1.1620834644153621,0.98871880853561889,0.77300122369502644,7.9961954479151956E-3,3.1114975451562651E-2,3.7242809360000004E-2,3.5399833807716742E-3,1.3774862896875326E-2,1.6487706815873467E-2]
[null,null,null,null,null,null,null,6,5,156,18,3738,13456800,152.87671232876713,1.9327573737639399,22.538493431805403,null,0.25126993294255828,0.21970351348562547,0.1401035134856255,4.1753513485625504E-2,null,17.195545956229399,158.80271303767833,92.467219904879954,72.510946641383043,48.463821956402477,96.313351503746603,77.933189343440986,65.329804090628443,73.465497600435,1.1328271011777571,1.1992556283859526,0.94460853413079249,null,2.5072637725581819E-2,0.12456723187471601,0.22406182602385019,null,0,0,0,0,0,0,null,0.87437247629564552,0.55758168852480228,0.16616995514210844,1.2006889225099236E-2,3.7242809360000004E-2,3.7242809360000004E-2,3.0169702504394104E-3,9.3579982104796833E-3,9.3579982104796833E-3]
[null,null,null,null,null,null,null,6,6,157,11,3755,13518000,153.86301369863014,1.7571715285107652,22.646601538006298,null,0.65866375433973889,0.5644649447924035,0.48398994479240348,0.38476494479240347,null,10.19261952547518,289.20252149146779,369.46123284827115,-25.228837123924794,10.313098042015577,-47.982128819025128,-27.110707117872295,34.478580697332305,26.79815015424834,1.1105902331177437,1.1127460454870974,0.99806261960840315,null,1.3360382960227318E-2,5.131601636996401E-2,8.9271649779700701E-2,null,0,0,0,0,0,0,null,0.85698498068750928,0.73480579674156687,0.58415988773832184,8.2701306435286649E-3,2.2478284479554085E-2,3.7242809360000004E-2,5.4472352985467116E-3,1.4805631246419777E-2,2.4530488635216771E-2]
[null,null,null,null,null,null,null,6,7,158,14,3782,13615200,154.84931506849315,1.5763029871912808,22.747998967417796,null,0.70138509924908277,0.58553651113587124,0.50153651113587128,0.39878651113587132,null,13.18960504978652,327.83559764620748,373.54950160287524,16.607190822206967,8.972707523950648,33.876515830816324,17.844075746797799,30.462746977512985,18.647845794803853,1.041342290138159,1.0432143816444139,0.99820545849520992,null,1.211887736009829E-2,4.7762634301563849E-2,8.3406391243029399E-2,null,0,0,0,0,0,0,null,0.83482884333122931,0.71506582000790508,0.56856997897848172,7.9079136616544855E-3,2.0890584698059773E-2,3.7242809360000004E-2,5.5464928084327089E-3,1.4652344821820025E-2,2.6121551539278271E-2]
[null,null,null,null,null,null,null,6,7,158,22,3790,13644000,154.84931506849315,1.5763029871912808,22.747998967417796,null,0,0,0,0,null,21.189605049786522,0,0,90,90,141.27066959436064,137.84407574679784,98.391021763143101,90,0,0,0,null,0,0,0,null,0,0,0,0,0,0,null,0,0,0,0,0,0,0,0,0]
[null,null,null,null,null,null,null,6,8,159,15,3807,13705200,155.83561643835617,1.3904646938359237,22.842655673793217,null,0.89140349648197392,0.89134968641009404,0.81207468641009406,0.71404968641009392,null,14.186507744897265,786.21572914495346,105.18776733702043,30.480232190534011,11.816450826422395,55.653598320022333,32.79761617345897,37.200869462836941,31.991234418836655,1.1738384037708005,1.175762786286408,0.99836329016528447,null,1.0320803133832046E-2,3.8366463823593044E-2,6.6412124513354043E-2,null,0,0,0,0,0,0,null,0.99993963443929457,0.91100684439206248,0.80103980882750947,7.3948286771967492E-3,1.6948591606179952E-2,2.9816563157195768E-2,6.5917761387383521E-3,1.5108033818193844E-2,2.657858865139991E-2]
[null,null,null,null,null,null,null,6,9,160,8,3824,13766400,156.82191780821918,1.1999764077023392,22.930543608307612,null,0.34711880852479976,0.36033091976386838,0.27558091976386839,0.17208091976386836,null,7.1833329401283725,283.80242388711741,63.316384637682347,-67.074116670312208,39.421869127967298,-92.417193104882969,-72.250005898074406,61.392057170809714,68.22371119586694,1.3787894071742703,1.4197400166046925,0.97115626174406533,null,4.4653299156771589E-2,0.11667474940962899,0.18869619966248641,null,0,0,0,0,0,0,null,1.038062216493592,0.79390950013640538,0.49574069608957566,1.9544936457425399E-2,3.7242809360000004E-2,3.7242809360000004E-2,6.7844150557944249E-3,1.2927679611159461E-2,1.2927679611159461E-2]
[null,null,null,null,null,null,null,6,10,161,9,3849,13856400,157.8082191780822,1.0051642948120234,23.011636727869199,null,0.4820874355375056,0.52031612711973774,0.42719112711973772,0.31531612711973778,null,8.1800860715802006,299.02398186421863,183.06345367328697,-53.143051941154937,23.371983423663174,-80.65279698078858,-57.298708926296989,51.716910020645393,54.505198278686812,1.5348071455275587,1.54,0.99662801657633682,null,2.6966062671817177E-2,7.8823875502234825E-2,0.13068168833265248,null,0,0,0,0,0,0,null,1.0792982533129263,0.88612790051962054,0.65406418810350164,1.2665253961287516E-2,3.6569262216350977E-2,3.7242809360000004E-2,6.1057598026283333E-3,1.7629581841379242E-2,1.7954290456574613E-2]
[null,null,null,null,null,null,null,6,10,161,19,3859,13892400,157.8082191780822,1.0051642948120234,23.011636727869199,null,8.3723102941962946E-2,2.8655247359579531E-2,0,0,null,18.180086071580202,19.634482395831892,64.088620546131054,86.395350065746911,81.531990295209098,107.24837557400636,92.701291073703032,74.30106446572033,86.679637474356539,7.6875224460646624E-2,0.24872084546346293,0.30908235422486768,null,0.10749721025317016,0.4061005720675317,0.70470393388189323,null,0,0,0,0,0,0,null,0.34226212780770221,0,0,3.7242809360000004E-2,0,0,3.1180835618951817E-3,0,0]
[null,null,null,null,null,null,null,6,11,162,12,3876,13953600,158.79452054794521,0.80636051162825473,23.085911002836529,null,0.5175627954031623,0.41711326317706965,0.34026326317706962,0.24466326317706966,null,11.176772675193805,121.12315465485125,396.43964074831109,-11.476578736851355,8.7735766234054893,-24.420143571588142,-12.348409872092931,28.414980362367338,14.307071948169352,1.0311406187386059,1.0329531574737028,0.99824528467531892,null,1.2172435994153198E-2,6.0475753431269055E-2,0.10877907086838491,null,0,0,0,0,0,0,null,0.80591817433892987,0.65743377653723567,0.47272189065770465,7.9234056830338497E-3,2.6816312139031143E-2,3.7242809360000004E-2,4.1008599944243017E-3,1.3879125473080713E-2,1.9275492521028659E-2]
[null,null,null,null,null,null,null,6,12,163,11,3899,14036400,159.78082191780823,0.60390278137762088,23.153344424138947,null,0.64851475191487939,0.56764964584548994,0.49327464584548991,0.4001496458454899,null,10.173398379689626,260.67367814304527,387.84107377183415,-25.435330854846569,10.918679489403353,-48.854105154737965,-27.399024304655608,34.18621336743216,27.168033848161823,1.113198428995156,1.1152239702581588,0.99818373589788068,null,4.6259549087231313E-3,4.3175579148082559E-2,8.1725203387441978E-2,null,0,0,0,0,0,0,null,0.87530722187796373,0.76062208976586942,0.61702473947425551,5.8596878558185468E-3,1.8919694000039806E-2,3.7242809360000004E-2,3.8000940161147965E-3,1.2269700660741246E-2,2.4152511272713551E-2]
[null,null,null,null,null,null,null,6,12,163,23,3911,14079600,159.78082191780823,0.60390278137762088,23.153344424138947,null,0,0,0,0,null,22.173398379689626,0,0,90,90,154.25178320935714,152.6009756953444,103.09561626269813,90,0,0,0,null,0,0,0,null,0,0,0,0,0,0,null,0,0,0,0,0,0,0,0,0]
[null,null,null,null,null,null,null,6,13,164,16,3928,14140800,160.76712328767124,0.39813396352614816,23.213917009798404,null,0.61818039902446364,0.69408611532609465,0.62306111532609454,0.5332861153260946,null,15.169968899392103,427.2539085786957,190.92649044576797,44.07353968629819,17.633282162087465,72.073683426012096,47.549533490881544,45.456992954642068,45.53959117265034,1.3911796743600784,1.3918384921574549,0.99952665643241745,null,-2.9117713904234744E-3,3.7529497921013649E-2,7.7970767232450791E-2,null,0,0,0,0,0,0,null,1.1227889406092721,1.0078952944954791,0.86267069639810845,4.037906004145434E-3,1.6615501816853541E-2,3.6084348307854806E-2,2.4961543448659019E-3,1.0271377543134223E-2,2.2306636835487413E-2]
[null,null,null,null,null,null,null,6,14,165,9,3945,14202000,161.75342465753425,0.18940161692922086,23.267610810850488,null,0.32010495120228349,0.26986045302406642,0.18768545302406645,8.6760453024066431E-2,null,8.1664900269488214,59.544101488913604,260.56084971336986,-53.273188371564842,23.872133393311497,-81.051171476864567,-57.502649595767679,51.662329196043494,54.683117905905107,1.5340369145743002,1.54,0.99612786660668851,null,2.624139354436851E-2,0.10434077909308433,0.18244016464180016,null,0,0,0,0,0,0,null,0.84303742260310699,0.58632474230447817,0.27103752284431243,1.2411494155170164E-2,3.7242809360000004E-2,3.7242809360000004E-2,3.9729807308881721E-3,1.1921607672818748E-2,1.1921607672818748E-2]
[null,null,null,null,null,null,null,6,15,166,5,3965,14274000,162.73972602739727,-2.1942442817842515E-2,23.314409916663152,null,7.4212865417247744E-3,0,0,0,null,4.1629676259530362,0,7.4212865417247746,90,90,-125.46266241929614,-117.55548561070445,88.390917060299671,90,0,0,0,null,2.1963846710885431,5.5650728169298667,8.9337609627711903,null,0,0,0,0,0,0,null,0,0,0,0,0,0,0,0,0]
[null,null,null,null,null,null,null,6,15,166,20,3980,14328000,162.73972602739727,-2.1942442817842515E-2,23.314409916663152,null,2.5894391339746654E-2,6.3510569851947868E-3,0,0,null,19.162967625953037,0,25.894391339746655,90,90,117.99475202312875,107.44451438929556,82.842604937307556,90,0,0,0,null,0.17764464665903235,1.1431046828494251,2.1085647190398182,null,0,0,0,0,0,0,null,0.24526766827093624,0,0,3.7242809360000004E-2,0,0,9.6437988015941976E-4,0,0]
[null,null,null,null,null,null,null,6,16,167,13,3997,14389200,163.72602739726028,-0.23554259129490188,23.354300459651331,null,0.45921101128592157,0.36095854305659275,0.27968354305659276,0.17965854305659271,null,12.159407623478419,66.202867745078919,393.00814354084264,2.219888732508736,8.5724694616404129,4.9223798766281037,2.3911143521762845,26.512001047164794,8.8470187409123326,1.0049337543481776,1.0066596661975262,0.99828550610767186,null,1.3501418405970349E-2,6.7942621655850799E-2,0.12238382490573124,null,0,0,0,0,0,0,null,0.78604069629298756,0.60905234452762624,0.39123309032485443,8.3116894068389208E-3,3.0614155038964141E-2,3.7242809360000004E-2,3.8168192980089824E-3,1.4058357095106715E-2,1.7102308149334389E-2]
[null,null,null,null,null,null,null,6,16,167,15,3999,14396400,163.72602739726028,-0.23554259129490188,23.354300459651331,null,0.37459618967394942,0.29814292226394706,0.22064292226394705,0.12439292226394708,null,14.159407623478419,38.284766549157062,336.31142312479238,30.030957148282578,12.283062080860237,55.639652133062143,32.391114352176288,36.567213409618525,31.704199789920278,1.1685651489597726,1.1703714857793908,0.99845661241617201,null,1.4682477162373782E-2,8.1421009718618251E-2,0.14815954227486272,null,0,0,0,0,0,0,null,0.79590484495705172,0.58901539403269387,0.33207204369115273,8.6630003925113937E-3,3.7242809360000004E-2,3.7242809360000004E-2,3.2451269381786963E-3,1.39510144790093E-2,1.39510144790093E-2]
[null,null,null,null,null,null,null,6,17,168,8,4016,14457600,164.7123287671233,-0.4510398478976807,23.387270619386232,null,0.33100226411894351,0.34279030085876738,0.26391530085876747,0.16629030085876748,null,7.1558160025350386,250.23205644301888,80.770207675924638,-67.336861309883986,40.631346567026384,-93.090367376506777,-72.662759961974416,61.332540682913923,68.54093845306663,1.3701345730725891,1.4152733577319723,0.96810596029892082,null,3.6253528452264233E-2,0.11178171272781473,0.18730989700336523,null,0,0,0,0,0,0,null,1.0356131604452952,0.79732173905593351,0.50238417945990888,1.6113380439498753E-2,3.7242809360000004E-2,3.7242809360000004E-2,5.3335654080839843E-3,1.2327454220310183E-2,1.2327454220310183E-2]
[null,null,null,null,null,null,null,6,18,169,1,4033,14518800,165.69863013698631,-0.66807233265843646,23.413310626097971,null,0,0,0,0,null,0.15219879445569265,0,0,90,90,-177.81211556466556,-177.71701808316462,106.75855572641571,90,0,0,0,null,0,0,0,null,0,0,0,0,0,0,null,{"$f":"IF($R4035=0, 0, S4035/$R4035)","v":0},{"$f":"IF($R4035=0, 0, T4035/$R4035)","v":0},{"$f":"IF($R4035=0, 0, U4035/$R4035)","v":0},{"$f":"IF(AU4035=0,0,IF(AJ4035<0.08,2.10677665*AJ4035^2+0.23807711*AJ4035+0.00471327,2.10677665*0.08^2+0.23807711*0.08+0.00471327))","v":0},{"$f":"IF(AV4035=0,0,IF(AK4035<0.08,2.10677665*AK4035^2+0.23807711*AK4035+0.00471327,2.10677665*0.08^2+0.23807711*0.08+0.00471327))","v":0},{"$f":"IF(AW4035=0,0,IF(AL4035<0.08,2.10677665*AL4035^2+0.23807711*AL4035+0.00471327,2.10677665*0.08^2+0.23807711*0.08+0.00471327))","v":0},{"$f":"AX4035*$R4035","v":0},{"$f":"AY4035*$R4035","v":0},{"$f":"AZ4035*$R4035","v":0}]
[null,null,null,null,null,null,null,6,18,169,18,4050,14580000,165.69863013698631,-0.66807233265843646,23.413310626097971,null,0.16893296747915668,0.13320389577044298,5.0228895770442969E-2,0,null,17.152198794455693,6.2330656773780122,162.69990180177865,71.655605578797918,48.252122221850009,96.512343857237596,77.282981916835382,64.285186951554067,72.733736240976569,1.1885671346465183,1.2574188206417409,0.94524363333444994,null,1.0655113841068877E-2,0.15864280607813655,0.30663049831520423,null,0,0,0,0,0,0,null,0.78850148528219022,0.29733033474736259,0,7.4891941199387562E-3,3.7242809360000004E-2,0,1.2651717867087054E-3,6.2915383024453129E-3,0]
[null,null,null,null,null,null,null,6,19,170,9,4065,14634000,166.68493150684932,-0.88627572669576249,23.432412763570568,null,0.11131929812587163,8.9381281481956024E-2,1.4281281481956022E-2,0,null,8.1485620712217379,0,111.31929812587163,-53.484170863278081,24.300806484472563,-81.423398457973647,-57.771568931673933,51.715357555713027,54.923922167908387,1.5333767580139122,1.54,0.99569919351552738,null,2.6949505166730652E-3,0.22727416023942795,0.45185336996218284,null,0,0,0,0,0,0,null,0.80292710236899156,0.12829115636183588,0,5.370177040176843E-3,3.7242809360000004E-2,0,5.9780433892415693E-4,4.1458433981908429E-3,0]
[null,null,null,null,null,null,null,6,20,171,5,4085,14706000,167.67123287671234,-1.1052837357385654,23.444571371428435,null,1.8553216354311936E-3,0,0,0,null,4.1449119377376906,0,1.8553216354311937,90,90,-125.74114690316168,-117.82632093393464,88.426265978872834,90,0,0,0,null,2.0481623926715251,15.522914976036819,28.997667559402114,null,0,0,0,0,0,0,null,0,0,0,0,0,0,0,0,0]
[null,null,null,null,null,null,null,6,20,171,22,4102,14767200,167.67123287671234,-1.1052837357385654,23.444571371428435,null,0,0,0,0,null,21.144911937737689,0,0,90,90,141.02122167022819,137.17367906606535,97.494114415343574,90,0,0,0,null,0,0,0,null,0,0,0,0,0,0,null,0,0,0,0,0,0,0,0,0]
[null,null,null,null,null,null,null,6,21,172,15,4119,14828400,168.65753424657535,-1.3247285561653721,23.449782846813658,null,0.27965990390933648,0.23370186529240258,0.16435186529240259,7.6251865292402618E-2,null,14.141254524063909,12.79308837491992,266.86681553441656,29.765611376140356,12.31960528000088,55.390129092649829,32.118817860958629,36.344541977449495,31.474507049662801,1.1653944446223623,1.1671873365136842,0.99846392105600013,null,-6.0788120722201407E-3,8.3315483107487848E-2,0.17270977828719583,null,0,0,0,0,0,0,null,0.83566454119989564,0.58768476637138567,0.27265927015809482,3.3438935081264399E-3,3.7242809360000004E-2,3.7242809360000004E-2,9.351529371656943E-4,1.0415320486931338E-2,1.0415320486931338E-2]
[null,null,null,null,null,null,null,6,22,173,4,4132,14875200,169.64383561643837,-1.5442413429971866,23.448045645453604,null,0,0,0,0,null,3.1375959776167135,0,0,90,90,-137.54563429603903,-132.93606033574929,95.706844112480383,90,0,0,0,null,0,0,0,null,0,0,0,0,0,0,null,0,0,0,0,0,0,0,0,0]
[null,null,null,null,null,null,null,6,23,174,2,4154,14954400,170.63013698630138,-1.7634526792797691,23.439360282118535,null,0,0,0,0,null,1.1339424553453372,0,0,90,90,-163.85095152304962,-162.99086316981993,105.2166937780366,90,0,0,0,null,0,0,0,null,0,0,0,0,0,0,null,0,0,0,0,0,0,0,0,0]
[null,null,null,null,null,null,null,6,23,174,19,4171,15015600,170.63013698630138,-1.7634526792797691,23.439360282118535,null,0.10626179683439013,7.5580665780439524E-2,3.8806657804395196E-3,0,null,18.133942455345338,14.454972253542616,91.806824580847504,85.602540780262032,79.823095616518131,107.05640700263453,92.009136830180069,73.557094444114284,85.956601241598023,0.11270922668101149,0.30342468616191953,0.37145700999708819,null,9.4107198427909359E-4,0.23620906805404915,0.47147706412381918,null,0,0,0,0,0,0,null,0.71126847119132197,3.6519858463221436E-2,0,4.9391834944391986E-3,3.7242809360000004E-2,0,5.2484651301387122E-4,3.9574878417542435E-3,0]
[null,null,null,null,null,null,null,6,24,175,6,4182,15055200,171.61643835616439,-1.9819930462893909,23.423729330469047,null,5.0527897331108504E-2,1.6762596838197894E-2,0,0,null,5.1303001158951771,0,50.527897331108505,90,90,-114.89202049208737,-103.04549826157235,80.215594591930909,90,0,0,0,null,0.17811942462246436,0.67289560412930982,1.1676717836361552,null,0,0,0,0,0,0,null,0.3317493448886833,0,0,3.7242809360000004E-2,0,0,1.8818008476641269E-3,0,0]
[null,null,null,null,null,null,null,6,25,176,6,4206,15141600,172.60273972602741,-2.1994932939952641,23.401157422293455,null,4.3633086495546126E-2,1.6493200061392363E-2,0,0,null,5.1266751117667457,0,43.633086495546124,90,90,-114.91639827382379,-103.09987332349881,80.264809729752628,90,0,0,0,null,0.16501239261941608,0.73797208921461099,1.3109317858098057,null,0,0,0,0,0,0,null,0.37799755612236868,0,0,3.7242809360000004E-2,0,0,1.625018722142015E-3,0,0]
[null,null,null,null,null,null,null,6,25,176,23,4223,15202800,172.60273972602741,-2.1994932939952641,23.401157422293455,null,0,0,0,0,null,22.126675111766744,0,0,90,90,153.70190029439243,151.90012667650115,102.66140162993767,90,0,0,0,null,0,0,0,null,0,0,0,0,0,0,null,0,0,0,0,0,0,0,0,0]
[null,null,null,null,null,null,null,6,26,177,16,4240,15264000,173.58904109589042,-2.415585111211354,23.371651246135304,null,0.16349648807708922,0.12060930603647776,4.3134306036477769E-2,0,null,15.123073581479812,2.1250383786949847,161.37144969839423,43.392025608459491,17.486206649533983,71.544011163816407,46.846103722197171,44.908216852621656,44.89948955795407,1.3741094472699713,1.3748006402114874,0.9994972413299068,null,2.9358428773936612E-2,0.18226691197152312,0.3351753951691096,null,0,0,0,0,0,0,null,0.73768744182205315,0.2638240523927326,0,1.3518707202938336E-2,3.7242809360000004E-2,0,2.2102611510228676E-3,6.0890685364845473E-3,0]
[null,null,null,null,null,null,null,6,26,177,24,4248,15292800,173.58904109589042,-2.415585111211354,23.371651246135304,null,0,0,0,0,null,23.123073581479812,0,0,90,90,167.45503366938641,166.84610372219717,105.90002532508676,90,0,0,0,null,0,0,0,null,0,0,0,0,0,0,null,0,0,0,0,0,0,0,0,0]
[null,null,null,null,null,null,null,6,27,178,11,4259,15332400,174.57534246575344,-2.6299014948707757,23.335219545311375,null,0.65468614412215209,0.58101699263332551,0.50261699263332549,0.40546699263332558,null,10.119501641752155,317.1759191846869,337.51022493746518,-26.161771814524474,11.28327359484061,-50.140646149009093,-28.207475373717674,34.429238575435328,27.932705613003282,1.1219818440794225,1.1239412617742937,0.99825665471896807,null,7.1790124813197022E-3,4.5365249084084083E-2,8.3551485686848462E-2,null,0,0,0,0,0,0,null,0.88747409403691102,0.76772205605064192,0.61933034061229975,6.5310080631210722E-3,1.9849456012907302E-2,3.7242809360000004E-2,4.2757604860754195E-3,1.2995163820012548E-2,2.4382351256174797E-2]
[null,null,null,null,null,null,null,6,28,179,4,4276,15393600,175.56164383561645,-2.8420772178567644,23.29187311532089,null,0,0,0,0,null,3.1159653797023874,0,0,90,90,-137.73492382735586,-133.2605193044642,95.985484433686793,90,0,0,0,null,0,0,0,null,0,0,0,0,0,0,null,0,0,0,0,0,0,0,0,0]
[null,null,null,null,null,null,null,6,29,180,2,4298,15472800,176.54794520547946,-3.0517492948261089,23.241624800646534,null,0,0,0,0,null,1.1124708450862315,0,0,90,90,-164.11199636003104,-163.31293732370654,105.46803887996502,90,0,0,0,null,0,0,0,null,0,0,0,0,0,0,null,0,0,0,0,0,0,0,0,0]
[null,null,null,null,null,null,null,6,29,180,15,4311,15519600,176.54794520547946,-3.0517492948261089,23.241624800646534,null,0.3836721152773484,0.29822361731280578,0.21727361731280584,0.11757361731280583,null,14.11247084508623,41.123385582813881,342.54872969453447,29.395223883756167,11.979891361191495,54.640513329245316,31.687062676293458,36.286380140995391,31.047813702945227,1.1608776220719632,1.1627426866050738,0.99839597827223825,null,2.1111776638092879E-2,8.627158107665113E-2,0.1514313855152094,null,0,0,0,0,0,0,null,0.77728770332247443,0.56630025655042293,0.30644295644945257,1.067850610698386E-2,3.7242809360000004E-2,3.7242809360000004E-2,4.0970450260685801E-3,1.4289027446022232E-2,1.4289027446022232E-2]
[null,null,null,null,null,null,null,6,30,181,8,4328,15580800,177.53424657534248,-3.2585574454631407,23.184489490948408,null,0.38222535932542023,0.38097071152976475,0.2926707115297647,0.18562071152976475,null,7.1090240425756139,239.97784609164191,142.24751323377834,-68.047919197658914,41.439632733094534,-93.450826702897501,-73.364639361365789,61.929341095938817,69.206750897475402,1.3550295976471305,1.4031853736397986,0.96568110180071631,null,2.3284692610943923E-2,8.8691132529325742E-2,0.15409757244770755,null,0,0,0,0,0,0,null,0.99671751817338916,0.76570197238166449,0.48563159665115369,1.1399067978179848E-2,3.7242809360000004E-2,3.7242809360000004E-2,4.3570128539346838E-3,1.4235146189914125E-2,1.4235146189914125E-2]
[null,null,null,null,null,null,null,7,1,182,1,4345,15642000,178.52054794520549,-3.4621445546054375,23.120484116651852,null,0,0,0,0,null,0.10563092408990933,0,0,90,90,-178.47569366993329,-178.41553613865136,107.06591202755928,90,0,0,0,null,0,0,0,null,0,0,0,0,0,0,null,0,0,0,0,0,0,0,0,0]
[null,null,null,null,null,null,null,7,1,182,21,4365,15714000,178.52054794520549,-3.4621445546054375,23.120484116651852,null,9.2766081771559681E-4,0,0,0,null,20.105630924089908,0,0.92766081771559683,90,90,128.41828367304777,121.58446386134862,90.62982204648516,90,0,0,0,null,8.0848515500191773,35.034356716749762,61.983861883480358,null,0,0,0,0,0,0,null,0,0,0,0,0,0,0,0,0]
[null,null,null,null,null,null,null,7,2,183,12,4380,15768000,179.50684931506851,-3.6621571286861383,23.04962764393062,null,0.74487794167702814,0.64602123957742774,0.55954623957742777,0.4543212395774277,null,11.102297381188563,376.42655810597637,368.45138357105179,-12.516489478338158,8.8305759970856119,-26.445584837117607,-13.465539282171548,28.759258585873301,15.160657047847378,1.0332049914806429,1.0350329789566763,0.99823388480058284,null,1.0740014641846824E-3,3.4636547219955981E-2,6.8199092975727266E-2,null,0,0,0,0,0,0,null,0.86728469650070039,0.75119185073148753,0.609927095645446,4.9713952876579556E-3,1.5486918791449819E-2,3.0748776141134665E-2,3.7030826891335353E-3,1.153586419229443E-2,2.2904085081096103E-2]
[null,null,null,null,null,null,null,7,3,184,5,4397,15829200,180.49315068493149,-3.8582457479419769,22.971941069086775,null,4.6383040885779837E-3,0,0,0,null,4.0990292375343005,0,4.6383040885779838,90,90,-125.99232707960637,-118.51456143698549,89.174883385707744,90,0,0,0,null,2.6087121001395213,7.9986131334856401,13.388514166831758,null,0,0,0,0,0,0,null,0,0,0,0,0,0,0,0,0]
[null,null,null,null,null,null,null,7,3,184,22,4414,15890400,180.49315068493149,-3.8582457479419769,22.971941069086775,null,0,0,0,0,null,21.0990292375343,0,0,90,90,140.23754179625607,136.4854385630145,97.635469314485178,90,0,0,0,null,0,0,0,null,0,0,0,0,0,0,null,0,0,0,0,0,0,0,0,0]
[null,null,null,null,null,null,null,7,4,185,16,4432,15955200,181.47945205479451,-4.0500655138413091,22.887447412329077,null,0.69950499397292709,0.80455566652420585,0.73000566652420595,0.63670566652420602,null,15.095832241435978,584.09004259689164,115.41495137603545,43.108424998465118,16.690896349709828,70.691407395246074,46.437483621539677,45.020675680211667,44.506195431906711,1.3668054457173078,1.367710624961628,0.99933817926994195,null,4.1457888435207325E-3,3.9885347839389136E-2,7.5624906835257535E-2,null,0,0,0,0,0,0,null,1.1501785883680833,1.0436032234424037,0.91022318926982304,5.7364977874325594E-3,1.7560604959186273E-2,3.4766751503249815E-2,4.0127088502237224E-3,1.2283730866136548E-2,2.4319516300739016E-2]
[null,null,null,null,null,null,null,7,5,186,9,4449,16016400,182.46575342465752,-4.2372764911918921,22.796171710951533,null,0.52306793360797077,0.62913623031363586,0.54568623031363594,0.44348623031363593,null,8.0927120584801351,410.02972408938695,113.03820951858381,-54.408588366562377,24.099528549642038,-81.566473746687137,-58.60931912279797,52.708169668848647,55.720694022097682,1.5336867260335514,1.54,0.99590047145035798,null,1.9309155371718414E-2,6.7104094410625384E-2,0.11489903344953235,null,0,0,0,0,0,0,null,1.2027811110003184,1.0432416044884472,0.84785589369739534,1.0095835847671602E-2,3.0175948768861455E-2,3.7242809360000004E-2,5.2808079948868606E-3,1.578407116718835E-2,1.9480519333690795E-2]
[null,null,null,null,null,null,null,7,6,187,2,4466,16077600,183.45205479452054,-4.4195441443946271,22.698141011914359,null,0,0,0,0,null,1.0896742642600894,0,0,90,90,-164.32546303483002,-163.65488603609865,106.06157992577674,90,0,0,0,null,0,0,0,null,0,0,0,0,0,0,null,0,0,0,0,0,0,0,0,0]
[null,null,null,null,null,null,null,7,6,187,18,4482,16135200,183.45205479452054,-4.4195441443946271,22.698141011914359,null,0.2861331099061189,0.27704510193358695,0.17029510193358696,4.4795101933586955E-2,null,17.08967426426009,227.21369050055009,58.919419405568789,70.974110420029064,45.759516551608471,95.271900177175326,76.345113963901355,64.195331026567686,71.992934496818535,1.2421205863055709,1.3037604914380232,0.95272145034517453,null,2.2716699937776055E-2,0.11008862277537627,0.19746054561297649,null,0,0,0,0,0,0,null,0.96823853074705768,0.59516042023050486,0.15655336758575181,1.1208795107424887E-2,3.7242809360000004E-2,3.7242809360000004E-2,3.2072074023879729E-3,1.0656400863817514E-2,1.0656400863817514E-2]
[null,null,null,null,null,null,null,7,7,188,13,4501,16203600,184.43835616438355,-4.5965397673163197,22.59338436382934,null,0.21450694926642164,0.15648827341326535,7.5888273413265345E-2,0,null,12.086724337211395,0.99053344523020403,213.51641582119143,1.2122228218413422,7.7986234400520535,2.6258992205909673,1.3008650581709258,27.225856910457608,7.8899964606739674,1.0020712715759257,1.003636668465524,0.99844027531198953,null,2.9369677866124901E-2,0.14591601860471579,0.26246235934330664,null,0,0,0,0,0,0,null,0.72952542539264775,0.35378002285143073,0,1.3522777170768215E-2,3.7242809360000004E-2,0,2.9007296765111022E-3,7.9888414179245335E-3,0]
[null,null,null,null,null,null,null,7,8,189,6,4518,16264800,185.42465753424656,-4.7679409062620222,22.481932808352155,null,3.710643270862387E-2,6.5290604939853437E-3,0,0,null,5.0838676515622998,0,37.106432708623871,90,90,-114.78640118982537,-103.7419852265655,81.350239140785533,90,0,0,0,null,0.23985059598390221,0.91358822515216698,1.5873258543204318,null,0,0,0,0,0,0,null,0.1759549495165546,0,0,3.7242809360000004E-2,0,0,1.3819477993969474E-3,0,0]
[null,null,null,null,null,null,null,7,8,189,7,4519,16268400,185.42465753424656,-4.7679409062620222,22.481932808352155,null,8.7200116865266103E-2,4.8992944660865546E-2,0,0,null,6.0838676515622998,0,87.200116865266097,-82.763778928339249,72.163263770490701,-104.05836815582749,-88.741985226565504,72.232003729127044,83.264066525421214,0.32506422186531686,0.49929925394459157,0.65104087237708952,null,9.2889783766177791E-2,0.37958664724203517,0.66628351071789249,null,0,0,0,0,0,0,null,0.56184494266865614,0,0,3.7242809360000004E-2,0,0,3.2475773285828265E-3,0,0]
[null,null,null,null,null,null,null,7,9,190,12,4548,16372800,186.41095890410958,-4.9334317755358317,22.363819370984011,null,0.715696047897733,0.62998280565255382,0.55178280565255389,0.45483280565255385,null,11.081109470407737,349.52974394771223,366.16630395002079,-12.854365439104448,8.1590107203556812,-26.577711394952701,-13.78335794388394,29.502328339470456,15.082582253672873,1.0340186591505287,1.0357087308782089,0.9983681978559289,null,-4.0519994605508628E-3,3.0879030371784178E-2,6.5810060204119211E-2,null,0,0,0,0,0,0,null,0.88023792712429949,0.77097366580875548,0.63551113211896015,3.7831722117107674E-3,1.4073702429739505E-2,2.9505512820222991E-2,2.707601400437922E-3,1.0072493208253286E-2,2.1116978916629489E-2]
[null,null,null,null,null,null,null,7,9,190,18,4554,16394400,186.41095890410958,-4.9334317755358317,22.363819370984011,null,0.23680086952045343,0.23295730197898765,0.14820730197898765,4.470730197898766E-2,null,17.081109470407736,87.480756485360075,149.32011303509336,70.945520509221694,45.125777724938693,94.919020459392897,76.216642056116029,64.352781624016131,71.927785105110004,1.2464552124670254,1.3057046053729242,0.95462266682518393,null,-1.9003308598963219E-2,8.6570628061943558E-2,0.19214456472285033,null,0,0,0,0,0,0,null,0.98376877775301497,0.62587313247254106,0.18879703469638701,9.498284802367243E-4,3.7242809360000004E-2,3.7242809360000004E-2,2.2492021001534713E-4,8.8191296398324823E-3,8.8191296398324823E-3]
[null,null,null,null,null,null,null,7,10,191,11,4571,16455600,187.39726027397259,-5.0927036650876598,22.239079051285493,null,0.30996997150289052,0.24513761724779853,0.16656261724779856,6.9237617247798547E-2,null,10.078454938915206,18.495014809303864,291.47495669358665,-26.870663591585998,10.218835567667437,-49.950252701609081,-28.823175916271914,35.658783535612287,28.271267024932747,1.1302326311514055,1.1324479630990318,0.99804376711353349,null,1.1614028231655435E-2,9.2267002062595929E-2,0.17291997589353642,null,0,0,0,0,0,0,null,0.79084311315463207,0.53735081640398619,0.22336878928013482,7.7624782184109228E-3,3.7242809360000004E-2,3.7242809360000004E-2,2.4061351521526423E-3,1.1544152556006786E-2,1.1544152556006786E-2]
[null,null,null,null,null,null,null,7,11,192,14,4598,16552800,188.38356164383561,-5.2454553397530361,22.107748812505431,null,0.89144492049488344,0.79844015302894222,0.72091515302894216,0.62464015302894227,null,13.075909077670783,638.99400698497288,252.45091350991061,15.067697919227482,8.1225463126973132,30.520466131446931,16.138636165061744,30.470498717362624,16.946399095537913,1.0384456862536202,1.0401353958384549,0.99837549073746057,null,1.3461291577429395E-3,2.9390486610720867E-2,5.7434844063698795E-2,null,0,0,0,0,0,0,null,0.89566964225416212,0.80870408979247743,0.70070526924105958,5.0375701530732935E-3,1.3530307265560983E-2,2.5336944995340172E-2,4.4907163245938202E-3,1.2061523684619354E-2,2.2586490916954253E-2]
[null,null,null,null,null,null,null,7,11,192,22,4606,16581600,188.38356164383561,-5.2454553397530361,22.107748812505431,null,0,0,0,0,null,21.075909077670783,0,0,90,90,139.5559412802871,136.13863616506174,98.262952838113293,90,0,0,0,null,0,0,0,null,0,0,0,0,0,0,null,0,0,0,0,0,0,0,0,0]
[null,null,null,null,null,null,null,7,12,193,15,4623,16642800,189.36986301369862,-5.3913934296027621,21.96986757062794,null,0.40763428804672991,0.33821601053438982,0.2592660105343898,0.16156601053438982,null,14.073476776173289,71.653089060594183,335.98119898613572,29.026560450543926,10.427113197085554,52.693397182405668,31.102151642599331,37.03311071498522,30.311958451524287,1.1561010345985245,1.158318725406527,0.99808542263941713,null,7.6048558497233852E-3,6.8934338508782916E-2,0.13026382116784244,null,0,0,0,0,0,0,null,0.82970451812340629,0.6360260118860962,0.3963503936544916,6.645655070549367E-3,3.1136240700488767E-2,3.7242809360000004E-2,2.7089968732875317E-3,1.2692199310395353E-2,1.5181446078323691E-2]
[null,null,null,null,null,null,null,7,13,194,8,4640,16704000,190.35616438356163,-5.5302328109299941,21.825476182840681,null,0.26541153347827412,0.23494007300197747,0.1497650730019775,4.5840073001977504E-2,null,7.0711627864844999,104.04285527486684,161.36867820340728,-68.947001750379698,40.552438015562061,-92.806257156883817,-73.932558202732508,63.269015695186525,69.91732238771732,1.3439637533628448,1.3879009702435452,0.96834268595331374,null,2.7881229963978724E-2,0.12207457443687983,0.21626791890978095,null,0,0,0,0,0,0,null,0.88519164907055192,0.56427492445137795,0.17271319147752803,1.2988882836976001E-2,3.7242809360000004E-2,3.7242809360000004E-2,3.4473993119314358E-3,9.8846711432766226E-3,9.8846711432766226E-3]
[null,null,null,null,null,null,null,7,14,195,9,4665,16794000,191.34246575342465,-5.6616969774133112,21.674617435428107,null,0.14842573083449548,8.2500241975941344E-2,0,0,null,8.0689717170431106,0,148.42573083449548,-55.000145629576451,22.828191581595728,-80.899657092226519,-58.965424244353343,53.748001772048376,56.113216914953689,1.5356445849643425,1.54,0.99717180841840425,null,7.9501040241855253E-2,0.24793544753392141,0.4163698548259876,null,0,0,0,0,0,0,null,0.55583517434678886,0,0,3.6956351484819759E-2,0,0,5.4852734781108648E-3,0,0]
[null,null,null,null,null,null,null,7,14,195,19,4675,16830000,191.34246575342465,-5.6616969774133112,21.674617435428107,null,4.823836252121104E-2,7.6234736421809503E-3,0,0,null,18.068971717043112,0,48.238362521211037,85.193868627505935,77.801200235122394,105.12893949159898,91.034575755646685,74.260358176684278,85.519339139229459,0.14765722277562851,0.33162306470209024,0.44525619141803263,null,0.2321803522056789,0.75044006695049792,1.2686997816953169,null,0,0,0,0,0,0,null,0.15803757100645383,0,0,3.7242809360000004E-2,0,0,1.7965321392160319E-3,0,0]
[null,null,null,null,null,null,null,7,15,196,12,4692,16891200,192.32876712328766,-5.7855184010059935,21.517336031092864,null,0.26793771949042627,0.18877135516994278,0.10962135516994277,1.1721355169942754E-2,null,11.0669080266499,19.328635457789673,248.60908403263659,-13.106118080286214,7.313056371084949,-26.42735240153743,-13.996379600251503,30.36832322585331,14.887584989761473,1.0346966604614825,1.0362122361605726,0.99853738872578301,null,4.3666864158773487E-2,0.13697212945529805,0.2302773947518226,null,0,0,0,0,0,0,null,0.70453445498063894,0.40912998505184212,4.3746566150651929E-2,1.912654205766029E-2,3.7242809360000004E-2,3.7242809360000004E-2,5.1247220606672229E-3,9.9787534073351031E-3,9.9787534073351031E-3]
[null,null,null,null,null,null,null,7,15,196,18,4698,16912800,192.32876712328766,-5.7855184010059935,21.517336031092864,null,0.21643986702728713,0.16238006752681391,8.3480067526813931E-2,0,null,17.066908026649898,47.929837395408576,168.51002963187855,70.976583062970363,43.672779374462756,94.111353281077953,76.003620399748471,64.825403117716832,71.866464953991425,1.2501211598601825,1.3035923517180148,0.95898166187661171,null,4.9436363766805595E-2,0.16494188658644487,0.28044740940608415,null,0,0,0,0,0,0,null,0.75023178380691879,0.38569635378813732,0,2.1631801967023571E-2,3.7242809360000004E-2,0,4.6819843413031898E-3,8.0608287056010055E-3,0]
[null,null,null,null,null,null,null,7,16,197,23,4727,17017200,193.31506849315068,-5.9014388821140162,21.353678575709459,null,0,0,0,0,null,22.06497601863143,0,0,90,90,152.1989728168781,150.97464027947146,104.33138901186906,90,0,0,0,null,0,0,0,null,0,0,0,0,0,0,null,0,0,0,0,0,0,0,0,0]
[null,null,null,null,null,null,null,7,17,198,16,4744,17078400,194.30136986301369,-6.0092098886378613,21.183693564513927,null,0.6052263102673231,0.64289034573956838,0.56416534573956845,0.46669034573956841,null,15.063179835189368,384.73363683187301,220.49267343545011,42.980479668706472,14.333951611279563,68.650061478150675,45.947697527840525,46.014657837172244,44.017442473117541,1.3629657135232494,1.3645119917176618,0.99886679032225589,null,4.6263686037761069E-3,4.5933231137491336E-2,8.7240093671206567E-2,null,0,0,0,0,0,0,null,1.0622313254286804,0.93215601531001124,0.7711005582910555,5.8597944111247382E-3,2.0093928334352716E-2,3.7242809360000004E-2,3.5465017503701068E-3,1.2161374104576312E-2,2.2540328092942128E-2]
[null,null,null,null,null,null,null,7,18,199,9,4761,17139600,195.2876712328767,-6.1085928834665584,21.007431367733698,null,0.13914912265733956,9.5483439352445049E-2,1.5383439352445044E-2,0,null,8.0615234519422234,0,139.14912265733955,-55.258553713622831,21.969886524714823,-80.429746512584799,-59.077148220866647,54.30598438851888,56.262666985094185,1.5369663747519391,1.54,0.99803011347528514,null,4.5275168680107385E-2,0.2249385364583113,0.40460190423651515,null,0,0,0,0,0,0,null,0.6861950512442464,0.11055362088288115,0,1.9810808256376343E-2,3.7242809360000004E-2,0,2.7566565880075469E-3,5.1823042477385541E-3,0]
[null,null,null,null,null,null,null,7,18,199,13,4765,17154000,195.2876712328767,-6.1085928834665584,21.007431367733698,null,0.41827979707506596,0.33534983272045271,0.25317483272045266,0.1522498327204527,null,12.061523451942223,37.772755248395271,380.50704182667073,0.86659284687839622,6.2099188326968546,1.7883934081726549,0.92285177913335126,28.80186499626636,6.2691610743942059,1.0013545658913516,1.0025997785406351,0.99875801623346061,null,5.7377860866880117E-3,6.5506391156354843E-2,0.12527499622602167,null,0,0,0,0,0,0,null,0.80173566848190292,0.60527626361790787,0.36399040495166302,6.1486652287410151E-3,2.934920478255798E-2,3.7242809360000004E-2,2.5718624441603056E-3,1.2276179420762907E-2,1.5577914741606169E-2]
[null,null,null,null,null,null,null,7,19,200,4,4780,17208000,196.27397260273972,-6.199359640026036,20.824944215661709,null,0,0,0,0,null,3.0600106726662326,0,0,90,90,-137.25643722260102,-134.09983991000652,98.528207878757016,90,0,0,0,null,0,0,0,null,0,0,0,0,0,0,null,0,0,0,0,0,0,0,0,0]
[null,null,null,null,null,null,null,7,19,200,21,4797,17269200,196.27397260273972,-6.199359640026036,20.824944215661709,null,0,0,0,0,null,20.060010672666234,0,0,90,90,126.6213578250794,120.90016008999351,92.193585013467001,90,0,0,0,null,0,0,0,null,0,0,0,0,0,0,null,0,0,0,0,0,0,0,0,0]
[null,null,null,null,null,null,null,7,20,201,14,4814,17330400,197.26027397260273,-6.2812925454980943,20.636286183179514,null,0.81623346671768482,0.70861022278122654,0.62166022278122635,0.51596022278122644,null,13.058645124241698,528.15859172828164,288.07487498940316,14.93057530098667,6.5823320852615206,29.101213837974761,15.879676863625471,31.768786385878453,16.201096028114559,1.0384922083188086,1.0398611506019735,0.9986835335829477,null,7.4733519865705809E-3,3.810184373481066E-2,6.8730335483050728E-2,null,0,0,0,0,0,0,null,0.86814649444693437,0.76162060014655508,0.63212333703499624,6.6101696044081667E-3,1.6842960888637046E-2,3.1028505513119996E-2,5.3954416517979454E-3,1.3747788355922594E-2,2.532650462204273E-2]
[null,null,null,null,null,null,null,7,21,202,7,4831,17391600,198.24657534246575,-6.3541848913408829,20.441513173733693,null,0.10949388158273675,5.7704168050826912E-2,0,0,null,6.0574302518109855,34.963970346725496,74.529911236011259,-83.736378622867278,72.890086980812256,-102.90478916534012,-89.138546222835217,73.98734231942764,84.097542157444494,0.26990768768319995,0.43218987502215755,0.62451182520035275,null,4.0184893771212517E-2,0.26850815383492005,0.49683141389862762,null,0,0,0,0,0,0,null,0.5270081507451535,0,0,1.7682450426749454E-2,0,0,1.9361201331191177E-3,0,0]
[null,null,null,null,null,null,null,7,22,203,1,4849,17456400,199.23287671232876,-6.4178411507569368,20.240682902770526,null,0,0,0,0,null,5.6369314154050963E-2,0,0,90,90,-179.15600004471023,-179.15446028768923,109.95529743750402,90,0,0,0,null,0,0,0,null,0,0,0,0,0,0,null,0,0,0,0,0,0,0,0,0]
[null,null,null,null,null,null,null,7,22,203,18,4866,17517600,199.23287671232876,-6.4178411507569368,20.240682902770526,null,0.29154200519591883,0.31946664892798771,0.23179164892798773,0.12536664892798777,null,17.05636931415405,241.64525125000807,49.896753945910746,71.17229891966592,41.648537141987241,93.024146681710334,75.845539712310753,65.64823837778772,71.928758626309275,1.2451939215806265,1.290283673462717,0.96505438857403825,null,-8.9180974050472699E-3,7.6832839181945667E-2,0.16258377576893859,null,0,0,0,0,0,0,null,1.0957825741553202,0.79505403954473619,0.43001230249390737,2.7576322755463035E-3,3.5442313674218795E-2,3.7242809360000004E-2,8.0396564320575387E-4,1.0332923197364481E-2,1.0857843319943735E-2]
[null,null,null,null,null,null,null,7,23,204,9,4881,17571600,200.21917808219177,-6.4720772427702764,20.033854880633534,null,0.19283974767453241,0.14864725165209156,6.3497251652091552E-2,0,null,8.0554653792871616,11.060885003766153,181.77886267076627,-55.567405927205549,20.630364170947921,-79.696412060902929,-59.168019310692578,55.078624487487318,56.4238870305646,1.5390292391767402,1.54,0.99936963582905203,null,2.4372568708876764E-2,0.15401389162843404,0.28365521454799131,null,0,0,0,0,0,0,null,0.77083305410133984,0.32927470823732768,0,1.1767292622871567E-2,3.7242809360000004E-2,0,2.2692017402069398E-3,7.1818939596731144E-3,0]
[null,null,null,null,null,null,null,7,24,205,5,4901,17643600,201.20547945205479,-6.5167207825899887,19.821090394929431,null,0,0,0,0,null,4.0547213202901666,0,0,90,90,-124.72074668589134,-119.1791801956475,92.12349228745046,90,0,0,0,null,0,0,0,null,0,0,0,0,0,0,null,0,0,0,0,0,0,0,0,0]
[null,null,null,null,null,null,null,7,24,205,22,4918,17704800,201.20547945205479,-6.5167207825899887,19.821090394929431,null,0,0,0,0,null,21.054721320290167,0,0,90,90,138.23537203120551,135.82081980435251,100.16501649986834,90,0,0,0,null,0,0,0,null,0,0,0,0,0,0,null,0,0,0,0,0,0,0,0,0]
[null,null,null,null,null,null,null,7,25,206,15,4935,17766000,202.1917808219178,-6.5516113179540705,19.602452492367146,null,8.7200116865266103E-2,5.1928344660865551E-2,0,0,null,14.054139811367433,0,87.200116865266097,29.072372313117587,7.7218717721422552,50.242931492563997,30.812097170511493,38.879178899026549,29.780680604788884,1.1570787410156507,1.158868467757411,0.99845562564557155,null,7.4541184503722907E-2,0.36123804797958026,0.64793491145543758,null,0,0,0,0,0,0,null,0.59550774159053743,0,0,3.4165888673789974E-2,0,0,2.9792694851601574E-3,0,0]
[null,null,null,null,null,null,null,7,26,207,4,4948,17812800,203.17808219178082,-6.576600551163855,19.3780059600758,null,0,0,0,0,null,3.0537233241472692,0,0,90,90,-136.64794933786257,-134.19415013779096,99.847553604573804,90,0,0,0,null,0,0,0,null,0,0,0,0,0,0,null,0,0,0,0,0,0,0,0,0]
[null,null,null,null,null,null,null,7,27,208,2,4970,17892000,204.16438356164383,-6.5915525465364908,19.147817306406839,null,0,0,0,0,null,1.0534741242243919,0,0,90,90,-164.14836892535749,-164.19788813663413,109.64397106293573,90,0,0,0,null,0,0,0,null,0,0,0,0,0,0,null,0,0,0,0,0,0,0,0,0]
[null,null,null,null,null,null,null,7,27,208,19,4987,17953200,204.16438356164383,-6.5915525465364908,19.147817306406839,null,8.4234413765170255E-2,3.6802955077487681E-2,0,0,null,18.053474124224394,21.016605534974211,63.217808230196049,85.701296881128059,77.508797896069652,103.21524593853766,90.802111863365909,75.995735787558203,85.928456571789695,0.13523329904125134,0.29661051520216375,0.45592887679345773,null,6.4106815238890197E-2,0.36089762653004859,0.65768843782120689,null,0,0,0,0,0,0,null,0.43691115581438505,0,0,2.8633821087985366E-2,0,0,2.4119531332032168E-3,0,0]
[null,null,null,null,null,null,null,7,28,209,6,4998,17992800,205.15068493150685,-6.5963439230201732,18.911954741226268,null,2.5557945402322833E-2,0,0,0,null,5.0533942679496633,0,25.557945402322833,90,90,-112.84890686905096,-104.19908598075506,84.388720703850126,90,0,0,0,null,0.45778327701320798,1.4359526723405758,2.4141220676679431,null,0,0,0,0,0,0,null,0,0,0,0,0,0,0,0,0]
[null,null,null,null,null,null,null,7,29,210,6,5022,18079200,206.13698630136986,-6.5908640317345037,18.670488155702465,null,4.6383040885779837E-3,0,0,0,null,5.0534855994710917,0,4.6383040885779838,90,90,-112.69538799306312,-104.19771600793362,84.575690419862681,90,0,0,0,null,1.3798146645366061,6.7697156978827238,12.159616731228843,null,0,0,0,0,0,0,null,0,0,0,0,0,0,0,0,0]
[null,null,null,null,null,null,null,7,29,210,23,5039,18140400,206.13698630136986,-6.5908640317345037,18.670488155702465,null,0,0,0,0,null,22.053485599471092,0,0,90,90,151.13181522217968,150.80228399206638,106.81517548374731,90,0,0,0,null,0,0,0,null,0,0,0,0,0,0,null,0,0,0,0,0,0,0,0,0]
[null,null,null,null,null,null,null,7,29,210,24,5040,18144000,206.13698630136986,-6.5908640317345037,18.670488155702465,null,0,0,0,0,null,23.053485599471092,0,0,90,90,165.64769811869047,165.80228399206638,110.38352428125054,90,0,0,0,null,0,0,0,null,0,0,0,0,0,0,null,0,0,0,0,0,0,0,0,0]
[null,null,null,null,null,null,null,7,30,211,24,5064,18230400,207.12328767123287,-6.5750151182163119,18.423489101595987,null,0,0,0,0,null,23.053749748029727,0,0,90,90,165.60708504958714,165.8062462204459,110.62760546454315,90,0,0,0,null,0,0,0,null,0,0,0,0,0,0,null,0,0,0,0,0,0,0,0,0]
[null,null,null,null,null,null,null,7,31,212,11,5075,18270000,208.10958904109589,-6.5487124691693861,18.171030770057225,null,0.71860772160056141,0.66904891551478662,0.58879891551478658,0.4897989155147866,null,10.054188125513843,445.22577057120395,273.38195102935742,-27.724223636253324,5.8041536580940676,-46.986846896313004,-29.187178117292358,39.322092199956771,28.159751200394691,1.1413642131727419,1.1426906836350399,0.99883916926838123,null,4.8705293511241698E-3,3.9660024716296809E-2,7.4449520081469447E-2,null,0,0,0,0,0,0,null,0.93103496581501799,0.81936068569281373,0.68159428404673006,5.9228086260940359E-3,1.7469200055815134E-2,3.4115292914946235E-2,4.2561760122735862E-3,1.2553502050293715E-2,2.4515512913345288E-2]
[null,null,null,null,null,null,null,8,1,213,4,5092,18331200,209.0958904109589,-6.5118845435350625,17.913187969938356,null,0,0,0,0,null,3.054801924274416,0,0,90,90,-135.93293308716335,-134.17797113588375,101.13271837147762,90,0,0,0,null,0,0,0,null,0,0,0,0,0,0,null,0,0,0,0,0,0,0,0,0]
[null,null,null,null,null,null,null,8,1,213,21,5109,18392400,209.0958904109589,-6.5118845435350625,17.913187969938356,null,0,0,0,0,null,20.054801924274415,0,0,90,90,124.94074779878589,120.82202886411622,94.57466831948112,90,0,0,0,null,0,0,0,null,0,0,0,0,0,0,null,0,0,0,0,0,0,0,0,0]
[null,null,null,null,null,null,null,8,2,214,19,5131,18471600,210.08219178082192,-6.464473087719238,17.65003710562571,null,9.639289915577294E-2,4.7265363671586562E-2,0,0,null,18.055592115204679,24.784812189510017,71.608086966262917,86.154690725873635,77.818867104549753,102.21658308718908,90.833881728070182,77.136259899168991,86.328068014898591,0.11796710236150779,0.26532633991471893,0.44461135068393404,null,4.3571674228956553E-2,0.30292687797274559,0.5622820817165346,null,0,0,0,0,0,0,null,0.49034072100274467,0,0,1.9086384355678231E-2,0,0,1.8397919224452141E-3,0,0]
[null,null,null,null,null,null,null,8,3,215,8,5144,18518400,211.06849315068493,-6.4064332348301987,17.381656154399696,null,0.12688686175434175,6.8758941982280039E-2,0,0,null,7.0565594460861636,1.6414320957643698,125.24542965857736,-70.32359493763812,34.097936727958349,-89.610487062699619,-74.151608308707551,66.647088797595359,70.835198930477844,1.3234675878984665,1.3479955442406082,0.98180412654408333,null,0.10245347564169838,0.29947939033727217,0.49650530503284596,null,0,0,0,0,0,0,null,0.54189173750234454,0,0,3.7242809360000004E-2,0,0,4.725623202605625E-3,0,0]
[null,null,null,null,null,null,null,8,4,216,1,5161,18579600,212.05479452054794,-6.3377335878007095,17.108124643328271,null,0,0,0,0,null,5.7704440203321432E-2,0,0,90,90,-179.1007038801763,-179.13443339695019,113.08749089909448,90,0,0,0,null,0,0,0,null,0,0,0,0,0,0,null,0,0,0,0,0,0,0,0,0]
[null,null,null,null,null,null,null,8,4,216,21,5181,18651600,212.05479452054794,-6.3377335878007095,17.108124643328271,null,0,0,0,0,null,20.057704440203324,0,0,90,90,124.52592607843572,120.86556660304986,95.266796939266726,90,0,0,0,null,0,0,0,null,0,0,0,0,0,0,null,0,0,0,0,0,0,0,0,0]
[null,null,null,null,null,null,null,8,5,217,12,5196,18705600,213.04109589041096,-6.2583562862870137,16.829523625701455,null,0.99878635975905461,0.88770863197547989,0.8125336319754799,0.71860863197547997,null,11.059027395228549,732.46153438381998,266.32482537523458,-13.510968420736683,2.5225074819705435,-24.086741721888643,-14.114589071571766,34.88523429046279,13.727726523879978,1.0364987577225435,1.0370219368414735,0.99949549850360586,null,4.4053465057947395E-3,2.9435724379628495E-2,5.4466102253462247E-2,null,0,0,0,0,0,0,null,0.88878730000841133,0.81352095374179323,0.71948182406979988,5.8029685430780759E-3,1.3546683826370417E-2,2.3930273750020825E-2,5.795925826937256E-3,1.353024302574737E-2,2.3901231006820962E-2]
[null,null,null,null,null,null,null,8,6,218,5,5213,18766800,214.02739726027397,-6.1682970572565798,16.545935657013452,null,0,0,0,0,null,4.060528382379057,0,0,90,90,-122.79879017223736,-119.09207426431415,94.77935810357377,90,0,0,0,null,0,0,0,null,0,0,0,0,0,0,null,0,0,0,0,0,0,0,0,0]
[null,null,null,null,null,null,null,8,6,218,22,5230,18828000,214.02739726027397,-6.1682970572565798,16.545935657013452,null,0,0,0,0,null,21.060528382379058,0,0,90,90,136.77551600704365,135.90792573568586,103.11282207276987,90,0,0,0,null,0,0,0,null,0,0,0,0,0,0,null,0,0,0,0,0,0,0,0,0]
[null,null,null,null,null,null,null,8,7,219,16,5248,18892800,215.01369863013699,-6.0675652491960008,16.257444770499763,null,0.18726312907413498,0.12795286002933454,4.7777860029334561E-2,0,null,15.062207245846734,3.5852429005066404,183.67788617362834,43.890274293966534,7.9477584552713285,64.482254864190651,45.933108687701008,49.849963600494803,44.18865972535955,1.3850517408656375,1.3872568573491635,0.99841044830894576,null,5.0196747466922147E-2,0.18369873541086401,0.31720072335480587,null,0,0,0,0,0,0,null,0.68327844708116414,0.25513757174494262,0,2.1972440042659705E-2,3.7242809360000004E-2,0,4.1146278757822757E-3,6.9742050162650828E-3,0]
[null,null,null,null,null,null,null,8,8,220,9,5265,18954000,216,-5.956183849889805,15.964136452236184,null,6.7719239693238564E-2,2.6686184151523244E-2,0,0,null,8.064063602501836,0,67.719239693238563,-56.366304316029478,14.276763271406431,-76.347149939134141,-59.039045962472457,58.040266840282769,56.738539825428383,1.5382372430875932,1.54,0.99885535265428127,null,0.14176178060307598,0.51093308425691975,0.8801043879107634,null,0,0,0,0,0,0,null,0.39407093571057517,0,0,3.7242809360000004E-2,0,0,2.5220547338994288E-3,0,0]
[null,null,null,null,null,null,null,8,9,221,2,5282,19015200,216.98630136986301,-5.834189487740594,15.666097615807526,null,0,0,0,0,null,1.0660968418709902,0,0,90,90,-163.24811735840046,-164.00854737193515,113.02807111359985,90,0,0,0,null,0,0,0,null,0,0,0,0,0,0,null,0,0,0,0,0,0,0,0,0]
[null,null,null,null,null,null,null,8,9,221,18,5298,19072800,216.98630136986301,-5.834189487740594,15.666097615807526,null,0.2702934530605704,0.25370398029258251,0.1731539802925825,7.38539802925825E-2,null,17.066096841870991,215.73646826902086,54.556984791549553,72.513240755214724,34.401219426859384,89.771375715361586,75.991452628064863,69.103065877961697,72.883241419212737,1.1765536311982761,1.1990996286453981,0.98119756114628121,null,2.5527810318268302E-2,0.11801987668880565,0.21051194305934301,null,0,0,0,0,0,0,null,0.93862421534764173,0.64061477750177032,0.27323628987799592,1.216377854786113E-2,3.7242809360000004E-2,3.7242809360000004E-2,3.2877897059654755E-3,1.0066487543590933E-2,1.0066487543590933E-2]
[null,null,null,null,null,null,null,8,9,221,21,5301,19083600,216.98630136986301,-5.834189487740594,15.666097615807526,null,0,0,0,0,null,20.066096841870991,0,0,90,90,123.81981299986992,120.99145262806486,96.531992267046462,90,0,0,0,null,0,0,0,null,0,0,0,0,0,0,null,0,0,0,0,0,0,0,0,0]
[null,null,null,null,null,null,null,8,10,222,14,5318,19144800,217.97260273972603,-5.7016324166204688,15.363416576553195,null,0.98038649214502149,0.89998201969590386,0.82603201969590367,0.73333201969590367,null,13.068306126389659,838.44211793454156,141.94437421047996,15.440369370839226,1.1534804007406398,26.372405234207747,16.024591895844893,36.815575989594244,15.479378723201549,1.040640611635349,1.0408807387416785,0.99976930391985186,null,1.0200058936063874E-4,2.5602147929519963E-2,5.1102295269679285E-2,null,0,0,0,0,0,0,null,0.91798696422958881,0.84255752839739728,0.74800298206008653,4.7375759246908421E-3,1.218948423455366E-2,2.238128723993929E-2,4.644655442078361E-3,1.1950405689771106E-2,2.1942311686854211E-2]
[null,null,null,null,null,null,null,8,11,223,7,5335,19206000,218.95890410958904,-5.558576484263317,15.056183025397575,null,0.10264500672306902,2.869556112317645E-2,0,0,null,6.0706903919289452,29.104507291198392,73.540499431870629,-85.049308389339828,71.2645886527811,-99.063525767892656,-88.939644121065825,77.880995311339163,85.202541478946927,0.23359904445727034,0.34159772113555165,0.68384251417348996,null,0.11593354981314963,0.35949142757186731,0.60304930533058498,null,0,0,0,0,0,0,null,0.27956119873025687,0,0,3.7242809360000004E-2,0,0,3.8227884171431782E-3,0,0]
[null,null,null,null,null,null,null,8,12,224,12,5364,19310400,219.94520547945206,-5.4050990842271309,14.74448800227249,null,0.92306863307006226,0.83492834632720903,0.75322834632720892,0.65277834632720888,null,11.073248348596213,710.98145119300818,212.08718187705404,-13.435046463236235,0.36914699296265385,-22.79908422177277,-13.901274771056809,36.8399269569219,13.439755037883755,1.0367935414310931,1.0368700929264725,0.99992617060140743,null,1.0833430626648895E-4,2.7191910872888338E-2,5.4275487439510189E-2,null,0,0,0,0,0,0,null,0.90451383181583722,0.81600470359611688,0.70718289295143022,4.7390866443587469E-3,1.2744792246649605E-2,2.3841223969666266E-2,4.3745022308088171E-3,1.1764317957876778E-2,2.2007086020397044E-2]
[null,null,null,null,null,null,null,8,12,224,18,5370,19332000,219.94520547945206,-5.4050990842271309,14.74448800227249,null,0.23955889350554577,0.23444216875534038,0.15406716875534038,5.4942168755340366E-2,null,17.073248348596213,161.91063063478407,77.648262870761698,72.852765589932389,32.807397730291079,89.195354191311552,76.098725228943195,69.857422660395656,73.163395099965598,1.1576487539840965,1.176011939884597,0.9843852045394178,null,-4.1743388666004595E-3,0.10018413279841101,0.20454260446342248,null,0,0,0,0,0,0,null,0.97864105700552118,0.64312857060250916,0.22934723045073865,3.7561662707604475E-3,3.7242809360000004E-2,3.7242809360000004E-2,8.9982303564622502E-4,8.9218462013195832E-3,8.9218462013195832E-3]
[null,null,null,null,null,null,null,8,13,225,11,5387,19393200,220.93150684931507,-5.2412910914751398,14.428423869140184,null,0.92250558027485552,0.91348675854553507,0.83533675854553513,0.73843675854553514,null,10.075978481808747,813.8747192115768,108.63086106327876,-27.877948938233732,1.5713113543526169,-43.826445755776192,-28.860322772868798,42.457602817089075,27.909760293808066,1.144175702968913,1.1445353872588047,0.9996857377291295,null,5.0948201295429128E-3,3.2194927201579689E-2,5.9295034273616459E-2,null,0,0,0,0,0,0,null,0.99022355861887212,0.9055086239116853,0.80046860890047078,5.980916058737633E-3,1.4561847321702685E-2,2.6237278716301417E-2,5.5174284393409616E-3,1.3433385413381186E-2,2.4204036027014753E-2]
[null,null,null,null,null,null,null,8,14,226,4,5404,19454400,221.91780821917808,-5.0672567816439473,14.108084282624596,null,0,0,0,0,null,3.0788790536392678,0,0,90,90,-133.76250727482866,-133.81681419541098,104.31365781094412,90,0,0,0,null,0,0,0,null,0,0,0,0,0,0,null,0,0,0,0,0,0,0,0,0]
[null,null,null,null,null,null,null,8,14,226,14,5414,19490400,221.91780821917808,-5.0672567816439473,14.108084282624596,null,0.33499508511351939,0.27431097818839661,0.19153597818839668,9.0010978188396637E-2,null,13.078879053639268,27.920408996611034,307.07467611690834,15.682324166489662,-0.13445396953143457,26.005227307773058,16.183185804589016,38.060394396685766,15.682845014025887,1.0413366452108397,1.0413646483329793,0.99997310920609372,null,5.9702368448846202E-4,7.5224984245546481E-2,0.14985294480660452,null,0,0,0,0,0,0,null,0.81885075446835642,0.57175757705069352,0.26869342921223671,4.8561586071429221E-3,3.454444087912794E-2,3.7242809360000004E-2,1.6267892659245929E-3,1.1572217912502403E-2,1.2476158091419777E-2]
[null,null,null,null,null,null,null,8,15,227,15,5439,19580400,222.9041095890411,-4.8831137340864768,13.783564166258669,null,0.3985589714541819,0.3333978776185324,0.24959787761853236,0.14704787761853236,null,14.081948104431891,77.740576830629919,320.81839462355197,30.239544189562132,1.2076429527757286,46.339045990425568,31.229221566478369,44.10917730318814,30.255836068369856,1.1725912475425502,1.1728745302747454,0.99975847140944485,null,7.2762130768730688E-3,7.0002187877503008E-2,0.13272816267813295,null,0,0,0,0,0,0,null,0.83650827480334267,0.62625080727163107,0.36894885863944704,6.5571094402965919E-3,3.1703039490330778E-2,3.7242809360000004E-2,2.613394794237116E-3,1.2635530811237547E-2,1.484345579258578E-2]
[null,null,null,null,null,null,null,8,16,228,8,5456,19641600,223.89041095890411,-4.6889927187965759,13.454959682356604,null,0.15779342731283094,0.109586663292821,2.7611663292821022E-2,0,null,7.0851834546867236,17.118691536238604,140.67473577659234,-70.915486979090218,25.682717812534147,-86.44336634085883,-73.72224817969915,69.287860239178016,71.155902810857029,1.3003153289017926,1.3077468854218655,0.99431728218746585,null,5.5769116305165838E-2,0.21420410580847785,0.37263909531178985,null,0,0,0,0,0,0,null,0.69449447394004338,0.1749861433586834,0,2.4543104835881735E-2,3.7242809360000004E-2,0,3.872740628951894E-3,5.8766705316727801E-3,0]
[null,null,null,null,null,null,null,8,16,228,16,5464,19670400,223.89041095890411,-4.6889927187965759,13.454959682356604,null,0.37955908896828222,0.34967794767729782,0.27407794767729776,0.1797279476772978,null,15.085183454686723,105.69003574213512,273.86905322614706,44.73765778442057,4.2933989356079421,62.67053394352731,46.277751820300843,52.295239113976287,44.819644838155341,1.4072320444106827,1.4084414446105142,0.99914132021287838,null,6.0596625580798561E-3,7.1925559928513058E-2,0.13779145729894626,null,0,0,0,0,0,0,null,0.92127407257666427,0.72209559892847419,0.47351770225245937,6.2332967563398243E-3,3.2736057951806369E-2,3.7242809360000004E-2,2.3659044381052923E-3,1.2425268332600516E-2,1.4135846791301015E-2]
[null,null,null,null,null,null,null,8,17,229,19,5491,19767600,224.87671232876713,-4.485037567341692,13.122368203518807,null,4.8567595730628667E-2,2.8112822979230824E-2,0,0,null,18.088582707210975,14.970314005763349,33.597281724865319,87.873028439713522,80.880643771770679,99.549180143782877,91.328740608164622,80.861053727343503,87.927722599316439,4.8850365673805671E-2,0.14676103765976675,0.33285650233037001,null,-2.0589860069383137E-3,0.51268751572763283,1.0274340174622041,null,0,0,0,0,0,0,null,0.57883909129769329,0,0,4.2320040801173252E-3,0,0,2.0553826329350929E-4,0,0]
[null,null,null,null,null,null,null,8,18,230,12,5508,19828800,225.86301369863014,-4.2714050279487914,12.785888283778444,null,0.32891223287729343,0.27467173152014923,0.20627173152014922,0.11912173152014921,null,11.092143249534187,22.37615980453004,306.53607307276337,-13.27928001186832,-1.6569410680220891,-21.561128703644478,-13.617851256987192,38.666862723304952,13.375096959935556,1.0362150567342339,1.0365585600237366,0.99966861178639554,null,-6.9927469096537275E-3,6.9015371673538939E-2,0.14502349025673161,null,0,0,0,0,0,0,null,0.83509126163337444,0.62713304918975932,0.36216874780874964,3.1514752624907361E-3,3.1179083448306673E-2,3.7242809360000004E-2,1.0365587654433824E-3,1.0255181956050009E-2,1.2249615585220966E-2]
[null,null,null,null,null,null,null,8,19,231,5,5525,19890000,226.84931506849315,-4.0482646049077298,12.445619629397527,null,0,0,0,0,null,4.095862256584871,0,0,90,90,-120.02662027044154,-118.56206615122693,97.859270006831807,90,0,0,0,null,0,0,0,null,0,0,0,0,0,0,null,0,0,0,0,0,0,0,0,0]
[null,null,null,null,null,null,null,8,19,231,11,5531,19911600,226.84931506849315,-4.0482646049077298,12.445619629397527,null,0.42941488851665832,0.38031406572130455,0.31148906572130447,0.22391406572130448,null,10.095862256584873,99.036910054265874,330.37797846239243,-27.833398035660863,-0.69475546590845216,-42.140183503406512,-28.562066151226908,44.094632771585253,27.839636214697251,1.1438418162694448,1.1440007764279303,0.99986104890681826,null,-1.0246500802985803E-2,4.797225375943355E-2,0.10619100832185291,null,0,0,0,0,0,0,null,0.88565644995457815,0.72538021864423752,0.52143992141208251,2.4950048222547126E-3,2.098276886609466E-2,3.7242809360000004E-2,1.0713922175970324E-3,9.0103133534048477E-3,1.5992616829371562E-2]
[null,null,null,null,null,null,null,8,20,232,16,5560,20016000,227.83561643835617,-3.8157983824749824,12.101663069321949,null,0.31010979259692129,0.28108631788818622,0.20603631788818624,0.11223631788818624,null,15.099736693625417,57.75492091096438,252.35487168595691,45.19779467512452,2.499820608596472,61.892720155126106,46.496050404381251,53.51665324315114,45.224695751917849,1.4192349453898547,1.4199448668781132,0.99950003587828073,null,-3.5471308106344592E-3,7.7069478521966786E-2,0.15768608785456803,null,0,0,0,0,0,0,null,0.90640903511725091,0.66439797390078204,0.36192445568486215,3.895287100225089E-3,3.5575379505610585E-2,3.7242809360000004E-2,1.2079666747562652E-3,1.1032273560041663E-2,1.154935988635628E-2]
[null,null,null,null,null,null,null,8,20,232,17,5561,20019600,227.83561643835617,-3.8157983824749824,12.101663069321949,null,0.20376407692796591,0.17580886534305423,0.10178386534305425,9.0088653430542252E-3,null,16.099736693625417,15.140607354158799,188.62346957380711,59.571984674785313,9.3940973751455026,75.571190357816562,61.496050404381251,62.528508798668035,59.689428922095246,1.5371066180084552,1.54,0.9981211805249709,null,-3.9261091162934199E-3,0.11876480076787585,0.24145571065204516,null,0,0,0,0,0,0,null,0.8628059861857087,0.49951820201868352,4.4212235438531262E-2,3.8110278444519197E-3,3.7242809360000004E-2,3.7242809360000004E-2,7.7655057087152105E-4,7.5887466714446095E-3,7.5887466714446095E-3]
[null,null,null,null,null,null,null,8,21,233,13,5581,20091600,228.82191780821918,-3.5742008334790336,11.754120525303616,null,0.538547563931702,0.44678366683951648,0.36548366683951644,0.26543366683951641,null,12.103763319442015,170.69871108246181,367.84885284924019,1.5259532688078701,-3.04166194813619,2.4718166555802377,1.5564497916302233,38.067549698231836,3.4016916215495963,1.0039667425564009,1.0045778598064237,0.99939166761037279,null,3.5280077884466197E-3,4.994916289958639E-2,9.6370318010726153E-2,null,0,0,0,0,0,0,null,0.82960855597923955,0.67864695955781296,0.49286949680303155,5.5794306080082833E-3,2.1861259178218524E-2,3.7242809360000004E-2,3.004788762068836E-3,1.1773327874909147E-2,2.0057024254800791E-2]
[null,null,null,null,null,null,null,8,22,234,4,5596,20145600,229.8082191780822,-3.3236786128470905,11.403094981698976,null,0,0,0,0,null,3.1079386897858821,0,0,90,90,-132.01638725025833,-133.38091965321178,106.4732863045319,90,0,0,0,null,0,0,0,null,0,0,0,0,0,0,null,0,0,0,0,0,0,0,0,0]
[null,null,null,null,null,null,null,8,22,234,21,5613,20206800,229.8082191780822,-3.3236786128470905,11.403094981698976,null,0,0,0,0,null,20.107938689785883,0,0,90,90,121.92781200298801,121.61908034678824,100.41075260640451,90,0,0,0,null,0,0,0,null,0,0,0,0,0,0,null,0,0,0,0,0,0,0,0,0]
[null,null,null,null,null,null,null,8,23,235,14,5630,20268000,230.79452054794521,-3.0644503362907178,11.048690454952313,null,0.24147332310069131,0.18144154801548462,0.10186654801548464,3.5415480154846329E-3,null,13.112259161061822,8.6212054119375967,232.85211768875371,16.391251633229526,-3.2784773803913057,25.36345721860566,16.683887415927323,41.131475141514585,16.682202011224483,1.0420987554965337,1.042782503266459,0.99934430452392176,null,2.3190967549093913E-2,0.12672207267897742,0.23025317780886093,null,0,0,0,0,0,0,null,0.75139375930079777,0.42185425167237867,1.4666415196546793E-2,1.1367577206020711E-2,3.7242809360000004E-2,3.7242809360000004E-2,2.7449666435414928E-3,8.993144937764732E-3,8.993144937764732E-3]
[null,null,null,null,null,null,null,8,24,236,7,5647,20329200,231.78082191780823,-2.796746344405578,10.691011962773578,null,4.7310701703495439E-2,1.5987918379831309E-2,0,0,null,6.1167208942599069,0,47.31070170349544,-85.551300332090278,66.007252292601464,-95.629210960833419,-88.249186586101402,80.730884009570076,85.617488064396639,0.24123961146896528,0.30696027708577056,0.78589846790357931,null,0.17966336777820394,0.70808503771409781,1.2365067076499916,null,0,0,0,0,0,0,null,0.33793450116276924,0,0,3.7242809360000004E-2,0,0,1.761983444231108E-3,0,0]
[null,null,null,null,null,null,null,8,25,237,1,5665,20394000,232.76712328767124,-2.5208084524582439,10.330165493019337,null,0,0,0,0,null,0.12131985912569589,0,0,90,90,-177.93577997195317,-178.18020211311458,119.84867610431741,90,0,0,0,null,0,0,0,null,0,0,0,0,0,0,null,0,0,0,0,0,0,0,0,0]
[null,null,null,null,null,null,null,8,25,237,18,5682,20455200,232.76712328767124,-2.5208084524582439,10.330165493019337,null,0.15359082313341724,0.12829332005120356,5.6493320051203569E-2,0,null,17.121319859125695,45.706835473361082,107.88398766005616,74.664507719662552,23.838836824047156,86.678583895107934,76.819797886885425,73.635193231393288,74.77068060615423,1.0487718959260213,1.0528134750629459,0.99616116317595282,null,5.8597250905948342E-3,0.16862986649600717,0.33140000790141949,null,0,0,0,0,0,0,null,0.83529287384416895,0.36781702772782482,0,6.1806754946686394E-3,3.7242809360000004E-2,0,9.4929503674669711E-4,5.7201537454033367E-3,0]
[null,null,null,null,null,null,null,8,26,238,11,5699,20516400,233.75342465753425,-2.236889686149536,9.9662579722862095,null,0.91379328942324611,0.90563123654975675,0.82995623654975692,0.73553123654975683,null,10.126051838564175,801.90447006350792,111.88881935973825,-27.693206605455053,-3.5331947363514642,-40.060971410611813,-28.109222421537375,46.137968064467756,27.855546455345749,1.1415112725378251,1.1423184792654606,0.9992933610527297,null,3.7207539597341075E-3,3.1079238957779028E-2,5.8437723955823945E-2,null,0,0,0,0,0,0,null,0.99106794395629572,0.90825380986721393,0.80492081202959809,5.6282625868257566E-3,1.414750118550605E-2,2.5820528394826917E-2,5.1430685829532965E-3,1.2927891645422847E-2,2.3594625576555218E-2]
[null,null,null,null,null,null,null,8,27,239,2,5714,20570400,234.73972602739727,-1.9452540036613142,9.5993972342265064,null,0,0,0,0,null,1.1309124332723115,0,0,90,90,-160.84007414185953,-163.03631350091533,118.77424765949029,90,0,0,0,null,0,0,0,null,0,0,0,0,0,0,null,0,0,0,0,0,0,0,0,0]
[null,null,null,null,null,null,null,8,27,239,22,5734,20642400,234.73972602739727,-1.9452540036613142,9.5993972342265064,null,0,0,0,0,null,21.130912433272311,0,0,90,90,134.36238590311726,136.96368649908467,109.74310480232944,90,0,0,0,null,0,0,0,null,0,0,0,0,0,0,null,0,0,0,0,0,0,0,0,0]
[null,null,null,null,null,null,null,8,28,240,15,5751,20703600,235.72602739726028,-1.6461760043093292,9.2296919875943413,null,0.38783311270158777,0.3353924849208289,0.26144248492082889,0.16874248492082891,null,14.135897066594843,92.642325242105869,295.1907874594819,31.636178676996305,-3.9484496319667062,44.354436382060037,32.03845599892265,48.503599065029846,31.795988037632679,1.1886947020242473,1.1896341441239555,0.99921031007360661,null,2.8362714888823313E-3,6.7296987145298873E-2,0.13175770280171542,null,0,0,0,0,0,0,null,0.86478558415122098,0.67411078723954077,0.43509045358554832,5.4054691490886004E-3,3.0276490281815893E-2,3.7242809360000004E-2,2.0964199257034349E-3,1.174222546767603E-2,1.444399467984063E-2]
[null,null,null,null,null,null,null,8,29,241,4,5764,20750400,236.7123287671233,-1.3399406241411824,8.8572517840331848,null,0,0,0,0,null,3.141000989597647,0,0,90,90,-130.2533509295161,-132.8849851560353,108.44597788615415,90,0,0,0,null,0,0,0,null,0,0,0,0,0,0,null,0,0,0,0,0,0,0,0,0]
[null,null,null,null,null,null,null,8,30,242,2,5786,20829600,237.69863013698631,-1.0268428188341112,8.4821869856132306,null,0,0,0,0,null,1.1462192863527649,0,0,90,90,-160.30782404294752,-162.80671070470854,119.81545818605397,90,0,0,0,null,0,0,0,null,0,0,0,0,0,0,null,0,0,0,0,0,0,0,0,0]
[null,null,null,null,null,null,null,8,30,242,19,5803,20890800,237.69863013698631,-1.0268428188341112,8.4821869856132306,null,2.7001599591174399E-2,1.8828830089436185E-2,0,0,null,18.146219286352764,0.36584786459789315,26.635751726576505,89.93725181818975,89.592747784421718,97.157859476470321,92.193289295291464,84.938245055143597,89.93798360154355,6.4358595381545588E-5,4.3296245449070238E-3,1.4864705868607286E-2,null,4.07383272344925E-2,0.96660940074568447,1.8924804742568764,null,0,0,0,0,0,0,null,0.69732276511464442,0,0,1.7908563561493798E-2,0,0,4.8355986254055167E-4,0,0]
[null,null,null,null,null,null,null,8,31,243,12,5820,20952000,238.68493150684932,-0.70718723426200403,8.1046087321288915,null,0.98138055426824156,0.9047712442417023,0.81592124424170231,0.70832124424170229,null,11.151546879428967,838.7593459685819,142.62120829965966,-12.676318555674182,-6.494072617283897,-18.639766015676276,-12.726796808565499,43.030359968211513,14.148844019965596,1.0340079060693688,1.0353526371113484,0.99870118547654319,null,-2.7512263089553802E-3,2.2723091366557407E-2,4.8197409042070184E-2,null,0,0,0,0,0,0,null,0.92193720397928369,0.83140147896051131,0.72176001568510417,4.0742127025667034E-3,1.1210928621326704E-2,2.10819914465969E-2,3.9983531202516217E-3,1.1002187344259293E-2,2.0689456450939593E-2]
[null,null,null,null,null,null,null,8,31,243,22,5830,20988000,238.68493150684932,-0.70718723426200403,8.1046087321288915,null,0,0,0,0,null,21.151546879428967,0,0,90,90,133.90260476421076,137.2732031914345,111.20679916200875,90,0,0,0,null,0,0,0,null,0,0,0,0,0,0,null,0,0,0,0,0,0,0,0,0]
[null,null,null,null,null,null,null,9,1,244,7,5839,21020400,239.67123287671234,-0.38128786511629326,7.7246289081654407,null,6.7050828624616907E-2,0,0,0,null,6.1569785355813949,32.647682692965567,34.403145931651345,-85.743065565215858,58.348811154480778,-93.217696446604378,-87.645321966279084,82.591560968466425,85.773652752324736,0.258938782402371,0.2937284760001056,0.88155832191863448,null,0.19239135838604565,0.56524282812644411,0.93809429786684262,null,0,0,0,0,0,0,null,0,0,0,0,0,0,0,0,0]
[null,null,null,null,null,null,null,9,1,244,24,5856,21081600,239.67123287671234,-0.38128786511629326,7.7246289081654407,null,0,0,0,0,null,23.156978535581395,0,0,90,90,165.27241582107152,167.35467803372092,121.42773923847233,90,0,0,0,null,0,0,0,null,0,0,0,0,0,0,null,0,0,0,0,0,0,0,0,0]
[null,null,null,null,null,null,null,9,3,246,1,5881,21171600,241.64383561643837,0.28794163273551043,6.9579156119635428,null,0,0,0,0,null,0.16813236054559177,0,0,90,90,-177.00784371235244,-177.47801459181613,123.19958133172041,90,0,0,0,null,0,0,0,null,0,0,0,0,0,0,null,0,0,0,0,0,0,0,0,0]
[null,null,null,null,null,null,null,9,3,246,11,5891,21207600,241.64383561643837,0.28794163273551043,6.9579156119635428,null,0.3755822148407626,0.31210328330021719,0.23930328330021719,0.14775328330021723,null,10.168132360545592,82.061508458991639,293.52070638177099,-27.43207328460571,-6.9677099742970201,-37.613465126408251,-27.478014591816127,48.627523011629144,28.068971683572919,1.1375973774458945,1.1391848794152686,0.99860645800514058,null,1.0383878271907791E-2,7.694720052772698E-2,0.14351052278354617,null,0,0,0,0,0,0,null,0.83098525693646363,0.63715286252751813,0.39339797642670832,7.412596770093878E-3,3.5506591304241684E-2,3.7242809360000004E-2,2.7840395126333419E-3,1.3335644203492853E-2,1.3987736826321085E-2]
[null,null,null,null,null,null,null,9,4,247,4,5908,21268800,242.63013698630138,0.63060025955666554,6.571409333421828,null,0,0,0,0,null,3.1738433376592781,0,0,90,90,-128.58752547295541,-132.39234993511081,110.17575424696126,90,0,0,0,null,0,0,0,null,0,0,0,0,0,0,null,0,0,0,0,0,0,0,0,0]
[null,null,null,null,null,null,null,9,4,247,21,5925,21330000,242.63013698630138,0.63060025955666554,6.571409333421828,null,0,0,0,0,null,20.173843337659278,0,0,90,90,119.9797919337924,122.60765006488917,104.95920335128244,90,0,0,0,null,0,0,0,null,0,0,0,0,0,0,null,0,0,0,0,0,0,0,0,0]
[null,null,null,null,null,null,null,9,5,248,19,5947,21409200,243.61643835616439,0.97816042699169492,6.1829558044719919,null,3.7106432708623872E-3,0,0,0,null,18.179636007116528,0,3.7106432708623873,90,90,96.047870249124699,92.694540106747922,87.013748934738203,90,0,0,0,null,1.1049297118359545,7.8423060035186021,14.579682295201248,null,0,0,0,0,0,0,null,0,0,0,0,0,0,0,0,0]
[null,null,null,null,null,null,null,9,6,249,8,5960,21456000,244.60273972602741,1.3302669063879191,5.7926701322781753,null,5.2876666609789021E-2,2.1046749953929109E-2,0,0,null,7.185504448439799,0,52.876666609789019,-71.360593589882612,3.5750191321630784,-80.006693311449752,-72.217433273403017,74.144691153856343,71.364445369817375,1.2765662330601331,1.2774796358879827,0.99928499617356736,null,0.15696904763779923,0.62976738389623055,1.1025657201546619,null,0,0,0,0,0,0,null,0.39803473447459603,0,0,3.7242809360000004E-2,0,0,1.9692756141406502E-3,0,0]
[null,null,null,null,null,null,null,9,7,250,1,5977,21517200,245.58904109589042,1.6865573961473093,5.4006679669080642,null,0,0,0,0,null,0.19144262326912173,0,0,90,90,-176.52014522427132,-177.12836065096317,124.74304892236695,90,0,0,0,null,0,0,0,null,0,0,0,0,0,0,null,0,0,0,0,0,0,0,0,0]
[null,null,null,null,null,null,null,9,7,250,18,5994,21578400,245.58904109589042,1.6865573961473093,5.4006679669080642,null,0.15805564860463495,0.10349955484036773,1.4874554840367713E-2,0,null,17.191442623269122,78.742948755058151,79.312699849576788,76.912861542915849,9.4262613523310463,84.191582359226345,77.871639349036826,78.059329572155775,76.922262906002359,0.89822882864968856,0.89992541508172164,0.99811474772953379,null,5.0615084437832629E-2,0.20878722330605959,0.36695936217428654,null,0,0,0,0,0,0,null,0.65482983844041265,9.4109606152547973E-2,0,2.2160886257925783E-2,3.7242809360000004E-2,0,3.5026532511500011E-3,5.8864363892535696E-3,0]
[null,null,null,null,null,null,null,9,8,251,14,6014,21650400,246.57534246575344,2.0466629348239729,5.0070654670634385,null,0.18244996364250576,0.12602969386213325,3.3479693862133245E-2,0,null,13.197444382247065,3.7539546958253163,178.69600894668045,18.125282808911255,-9.5378082318321766,24.714510680593371,17.961665733705978,47.287496563894557,20.200721590228827,1.0442547781663607,1.0462505656178225,0.99809243835363359,null,3.7818587969246878E-2,0.17484245742303994,0.31186632687683302,null,0,0,0,0,0,0,null,0.69076305276265804,0.18350068804471609,0,1.6730218153391214E-2,3.7242809360000004E-2,0,3.0524276938174171E-3,6.794949213676774E-3,0]
[null,null,null,null,null,null,null,9,9,252,5,6029,21704400,247.56164383561645,2.4102083226186339,4.6119792656595981,null,0,0,0,0,null,4.2035034720436437,0,0,90,90,-114.07039356625167,-116.94744791934535,103.3054405007783,90,0,0,0,null,0,0,0,null,0,0,0,0,0,0,null,0,0,0,0,0,0,0,0,0]
[null,null,null,null,null,null,null,9,9,252,22,6046,21765600,247.56164383561645,2.4102083226186339,4.6119792656595981,null,0,0,0,0,null,21.203503472043643,0,0,90,90,132.85336344500612,138.05255208065464,114.65133530511609,90,0,0,0,null,0,0,0,null,0,0,0,0,0,0,null,0,0,0,0,0,0,0,0,0]
[null,null,null,null,null,null,null,9,10,253,16,6064,21830400,248.54794520547946,2.7768125507757087,4.2155264352646791,null,0.67865026868792666,0.85598819690220163,0.77673819690220158,0.67873819690220161,null,15.20961354251293,595.27543302607148,83.374835661855172,48.285728395286363,-8.4964471380527318,58.185457053529753,48.14420313769395,60.94380713927864,48.535729449178447,1.4945991302539874,1.4971432098821591,0.99830071057238945,null,6.6308085439944009E-3,4.3468633788407741E-2,8.0306459032821076E-2,null,0,0,0,0,0,0,null,1.2613097443505512,1.1445338383257608,1.0001295633676606,6.3845436943916921E-3,1.9042957797294688E-2,3.7242809360000004E-2,4.3328722936487301E-3,1.2923508425746888E-2,2.5274842578857232E-2]
[null,null,null,null,null,null,null,9,11,254,9,6081,21891600,249.53424657534248,3.1460892383783818,3.8178244534084382,null,0.52505466044159255,0.63649868775138185,0.55029868775138191,0.44534868775138192,null,8.2157681539729737,447.51107134403071,77.543589097561835,-56.818022989139564,-7.8582326355176457,-65.819315362510665,-56.763477690405395,66.181241252902453,56.924396675145971,1.5375796643482607,1.54,0.99842835347289649,null,3.0663474135167641E-2,7.8277564407167086E-2,0.12589165467916649,null,0,0,0,0,0,0,null,{"$f":"IF($R6083=0, 0, S6083/$R6083)","v":1.2122522390641393},{"$f":"IF($R6083=0, 0, T6083/$R6083)","v":1.0480788558062852},{"$f":"IF($R6083=0, 0, U6083/$R6083)","v":0.84819490484443161},{"$f":"IF(AU6083=0,0,IF(AJ6083<0.08,2.10677665*AJ6083^2+0.23807711*AJ6083+0.00471327,2.10677665*0.08^2+0.23807711*0.08+0.00471327))","v":1.3994435197327635E-2},{"$f":"IF(AV6083=0,0,IF(AK6083<0.08,2.10677665*AK6083^2+0.23807711*AK6083+0.00471327,2.10677665*0.08^2+0.23807711*0.08+0.00471327))","v":3.6258381289839089E-2},{"$f":"IF(AW6083=0,0,IF(AL6083<0.08,2.10677665*AL6083^2+0.23807711*AL6083+0.00471327,2.10677665*0.08^2+0.23807711*0.08+0.00471327))","v":3.7242809360000004E-2},{"$f":"AX6083*$R6083","v":7.3478434206047322E-3},{"$f":"AY6083*$R6083","v":1.9037632076298255E-2},{"$f":"AZ6083*$R6083","v":1.9554510622405766E-2}]
[null,null,null,null,null,null,null,9,11,254,10,6082,21895200,249.53424657534248,3.1460892383783818,3.8178244534084382,null,0.7503432686725231,0.82719167451732045,0.74184167451732064,0.63774167451732056,null,9.2157681539729737,657.75036267748214,92.592905995040951,-42.059020002264639,-9.6876138751706833,-51.667018128087612,-41.763477690405395,57.91101196151741,42.560584514478116,1.338876360723106,1.3414755000566161,0.99806247722496588,null,1.9057944006479834E-2,5.2376027933892129E-2,8.5694111861304434E-2,null,0,0,0,0,0,0,null,1.102417665424992,0.98866972689680666,0.84993322542306171,1.0015722528808408E-2,2.2962214831863829E-2,3.7242809360000004E-2,7.5152299803831297E-3,1.7229543332901397E-2,2.794489130973004E-2]
[null,null,null,null,null,null,null,9,12,255,3,6099,21956400,250.52054794520549,3.5176470760282079,3.4189911677712934,null,0,0,0,0,null,2.2219607846004701,0,0,90,90,-140.92622647537013,-146.67058823099296,119.52384452770984,90,0,0,0,null,0,0,0,null,0,0,0,0,0,0,null,0,0,0,0,0,0,0,0,0]
[null,null,null,null,null,null,null,9,13,256,10,6130,22068000,251.50684931506851,3.8910902758880734,3.0191447612632651,null,0.20789719323164577,0.13631372065260713,5.3538720652607119E-2,0,null,9.2281848379314688,10.299717679136011,197.59747555250974,-42.012292525547302,-10.76697863606104,-51.003789835302165,-41.577227431027964,58.506557199006501,42.634099084739255,1.3378322959273921,1.3403073131386827,0.99815339572721218,null,6.3492920682638232E-2,0.18374466439975615,0.30399640811687401,null,0,0,0,0,0,0,null,0.65567850404176442,0.25752498059438711,0,2.8322637167483504E-2,3.7242809360000004E-2,0,5.8881967720381106E-3,7.7426755340052663E-3,0]
[null,null,null,null,null,null,null,9,13,256,14,6134,22082400,251.50684931506851,3.8910902758880734,3.0191447612632651,null,0.30011805082105253,0.21882033316109098,0.13712033316109098,3.667033316109098E-2,null,13.228184837931469,26.024745723557,274.09330509749554,18.754420472634919,-11.618093895688421,24.589083797812293,18.422772568972032,49.325784227521083,21.649950025691467,1.045752816795622,1.04750884094527,0.99832361877913767,null,3.3653423952237367E-2,0.11695397828945857,0.20025453262667978,null,0,0,0,0,0,0,null,0.72911420210297218,0.45688799052893336,0.12218636320197855,1.5111416012848386E-2,3.7242809360000004E-2,3.7242809360000004E-2,4.5352087189220987E-3,1.1177239352223253E-2,1.1177239352223253E-2]
[null,null,null,null,null,null,null,9,14,257,7,6151,22143600,252.49315068493149,4.2660190275585821,2.6184037170039942,null,2.597450289603671E-2,0,0,0,null,6.2344336504593096,0,25.974502896036711,-85.932145553790349,21.907874818439993,-89.005266734484053,-86.483495243110355,85.730858464567376,85.933802649905374,0.28014645075111849,0.28068195678846569,0.99809212518155999,null,0.44274187059628828,1.4052241979795237,2.3677065253627592,null,0,0,0,0,0,0,null,0,0,0,0,0,0,0,0,0]
[null,null,null,null,null,null,null,9,14,257,19,6163,22186800,252.49315068493149,4.2660190275585821,2.6184037170039942,null,9.2766081771559681E-4,0,0,0,null,18.234433650459312,0,0.92766081771559683,90,90,94.375182719115401,93.516504756889688,90.266732735127675,90,0,0,0,null,5.821093116013806,32.770598282744395,59.720103449474983,null,0,0,0,0,0,0,null,0,0,0,0,0,0,0,0,0]
[null,null,null,null,null,null,null,9,15,258,18,6186,22269600,253.47945205479451,4.6420299592521683,2.2168867832135115,null,0.16271222801622104,0.10760554916137975,2.6305549161379768E-2,0,null,17.240700499320869,112.37198907172149,50.340238944499561,78.423200762342915,-3.7090145060125201,82.684716033202761,78.610507489813045,80.972214994991404,78.424193808697481,0.79663096630991193,0.79722234816068105,0.99925819709879748,null,3.0114516036935525E-2,0.18376000602130049,0.33740549600566544,null,0,0,0,0,0,0,null,0.66132429303747464,0.16166915960831982,0,1.3793449142988409E-2,3.7242809360000004E-2,0,2.2443628420840784E-3,6.0598604885489715E-3,0]
[null,null,null,null,null,null,null,9,16,259,11,6203,22330800,254.46575342465752,5.0187166037213906,1.8147129380249105,null,0.94401981800809232,0.91431200292328341,0.82296200292328348,0.7128620029232835,null,10.246978610062023,832.46080088750466,111.55901712058767,-26.855704217013237,-12.775996585334548,-33.697502471311616,-26.295320849069661,52.946202035097009,29.021985209246306,1.1306325483734623,1.1322684506041587,0.99855519931706693,null,7.73288850588243E-3,3.4215383389041433E-2,6.0697878272200433E-2,null,0,0,0,0,0,0,null,0.96853051756106856,0.87176348125800562,0.75513457379257343,6.680273860352413E-3,1.5325557134831254E-2,2.6925900292020397E-2,6.3063109138941009E-3,1.4467629657296021E-2,2.5418583493377136E-2]
[null,null,null,null,null,null,null,9,17,260,4,6220,22392000,255.45205479452054,5.3956698683934947,1.4120013542280601,null,0,0,0,0,null,3.2532611644732246,0,0,90,90,-124.59883836931056,-131.20108253290164,113.9672946606712,90,0,0,0,null,0,0,0,null,0,0,0,0,0,0,null,0,0,0,0,0,0,0,0,0]
[null,null,null,null,null,null,null,9,17,260,14,6230,22428000,255.45205479452054,5.3956698683934947,1.4120013542280601,null,0.89596224147142378,0.79171755403245858,0.70831755403245855,0.60616755403245859,null,13.253261164473225,744.38228461462245,151.57995685680135,19.273818471766436,-13.308466425404415,24.498979180078027,18.79891746709837,50.974841496529805,22.888247424854004,1.0471443586000988,1.0485476369435329,0.99866169328508092,null,1.3058586018965805E-2,4.096154759795257E-2,6.8864509176939342E-2,null,0,0,0,0,0,0,null,0.8836505796630828,0.79056629983558291,0.67655479882384306,8.181482024142938E-3,1.8000128665883894E-2,3.1099343684251657E-2,7.3302989729092678E-3,1.6127435626259363E-2,2.7863837675632282E-2]
[null,null,null,null,null,null,null,9,18,261,15,6255,22518000,256.43835616438355,5.7724785091568345,1.0088713639564666,null,0.24658998179164729,0.18895007705616265,0.11120007705616264,1.4700077056162641E-2,null,14.259541308485948,21.786659614125284,224.80332217752201,34.643602398927264,-13.584665070017369,41.847869028897499,33.893119627289224,56.691534484154467,36.204558642468072,1.2241505437783013,1.2257232287871271,0.99871693301400344,null,2.6359546129055975E-2,0.12774241585619434,0.22912528558333273,null,0,0,0,0,0,0,null,0.76625204188470775,0.45095131703330743,5.9613439886553314E-2,1.2452717065181015E-2,3.7242809360000004E-2,3.7242809360000004E-2,3.070715274359522E-3,9.1837036819521923E-3,9.1837036819521923E-3]
[null,null,null,null,null,null,null,9,19,262,8,6272,22579200,257.42465753424659,6.1487296072414184,0.60544242332646392,null,0.26884592851490463,0.22950898637577807,0.14505898637577805,4.1858986375778076E-2,null,7.2658121601206895,138.00116982481498,130.84475869008966,-71.452532718483241,-12.939726858377355,-75.662620246745888,-71.012817598189656,77.404707082598222,71.503660554635729,1.2694327320795944,1.27122777514314,0.9985879453716755,null,4.5007190798238866E-2,0.13799725443096381,0.23098731806368872,null,0,0,0,0,0,0,null,0.85368220989463206,0.53956177494328716,0.15569879226739877,1.9696038186173832E-2,3.7242809360000004E-2,3.7242809360000004E-2,5.2951996742269221E-3,1.0012577662892782E-2,1.0012577662892782E-2]
[null,null,null,null,null,null,null,9,20,263,1,6289,22640400,258.41095890410958,6.5240090486311635,0.20183407703995357,null,0,0,0,0,null,0.27206681747718592,0,0,90,90,-174.67916795552625,-175.9189977378422,129.87587098140074,90,0,0,0,null,0,0,0,null,0,0,0,0,0,0,null,0,0,0,0,0,0,0,0,0]
[null,null,null,null,null,null,null,9,20,263,8,6296,22665600,258.41095890410958,6.5240090486311635,0.20183407703995357,null,0.25917483193210983,0.20880184024224577,0.12362684024224577,1.9701840242245715E-2,null,7.2720668174771861,134.07275338999574,125.1020785421141,-71.459277822119319,-14.18261155098012,-75.32930092219064,-70.918997737842204,77.661178439756355,71.521011630279361,1.269290596589725,1.2707691080958867,0.99883652231019604,null,6.3277749146166837E-2,0.15973773260068949,0.25619771605521213,null,0,0,0,0,0,0,null,0.80564088220163621,0.47700171857207763,7.6017567351626805E-2,2.8213942276669873E-2,3.7242809360000004E-2,3.7242809360000004E-2,7.3123437476981627E-3,9.6523988565576074E-3,9.6523988565576074E-3]
[null,null,null,null,null,null,null,9,21,264,12,6324,22766400,259.39726027397262,6.897902005442881,-0.2018340770395198,null,0.84940478929111896,0.73793597185250104,0.65668597185250099,0.55668597185250102,null,11.278298366757381,574.91931847629871,274.48547081482025,-11.198125321591398,-15.005491031193264,-14.014716396272435,-10.825524498639281,50.855645131419848,18.429793661100515,1.0313649881765428,1.0323962506431827,0.99900109820623861,null,7.6524174126974889E-3,3.7084792076918602E-2,6.6517166741139708E-2,null,0,0,0,0,0,0,null,0.86876832007075733,0.77311310241203868,0.65538360375515425,6.6585071930540338E-3,1.6439721713172005E-2,2.9870988627530758E-2,5.6557678993094619E-3,1.3963978357781501E-2,2.5372560801085173E-2]
[null,null,null,null,null,null,null,9,22,265,5,6341,22827600,260.38356164383561,7.2699934187038746,-0.60544242332603027,null,0,0,0,0,null,4.2844998903117313,0,0,90,90,-109.82688625448903,-115.73250164532404,106.7558284889752,90,0,0,0,null,0,0,0,null,0,0,0,0,0,0,null,0,0,0,0,0,0,0,0,0]
[null,null,null,null,null,null,null,9,22,265,11,6347,22849200,260.38356164383561,7.2699934187038746,-0.60544242332603027,null,0.14842573083449548,8.663824197594136E-2,3.8632419759413528E-3,0,null,10.28449989031173,0,148.42573083449548,-26.567567853633211,-15.472087517522375,-31.997986743115689,-25.732501645324042,55.016193328495255,29.750267000436168,1.1277885829283645,1.1288108142435984,0.99909441750350447,null,8.2195990758528292E-2,0.25063039805059451,0.41906480534266072,null,0,0,0,0,0,0,null,0.58371443744177176,2.6028114897740498E-2,0,3.7242809360000004E-2,3.7242809360000004E-2,0,5.5277911975877897E-3,5.5277911975877897E-3,0]
[null,null,null,null,null,null,null,9,22,265,24,6360,22896000,260.38356164383561,7.2699934187038746,-0.60544242332603027,null,0,0,0,0,null,23.284499890311732,0,0,90,90,165.94052543177921,169.26749835467598,129.9562399379459,90,0,0,0,null,0,0,0,null,0,0,0,0,0,0,null,0,0,0,0,0,0,0,0,0]
[null,null,null,null,null,null,null,9,23,266,17,6377,22957200,261.36986301369865,7.6398684819591347,-1.0088713639560332,null,6.5863918057807377E-2,2.1567373626823979E-2,0,0,null,16.290664474699319,0,65.863918057807382,65.341786616169827,-17.130442457814016,69.232565607531043,64.359967120489785,74.585024620515782,65.556408419724647,1.4483579209199684,1.4491896275251128,0.99942608849156278,null,0.15790132604732288,0.53747182135338745,0.91704231665945202,null,0,0,0,0,0,0,null,0.32745354759938133,0,0,3.7242809360000004E-2,0,0,2.4529573439295818E-3,0,0]
[null,null,null,null,null,null,null,9,24,267,10,6394,23018400,262.35616438356163,8.0071131251368346,-1.4120013542276271,null,0.25108541950669894,0.19574354605497793,0.11071854605497793,6.9435460549779147E-3,null,9.2967852187522801,41.503517722179936,209.581901784519,-41.750343342681774,-16.657965777625563,-47.471671241335244,-40.548221718715794,61.869146575681398,43.269988436672662,1.3328670902009112,1.3337585835670445,0.99933159315552511,null,3.265820857344217E-2,0.13222591763881467,0.23179362670418716,null,0,0,0,0,0,0,null,0.77958945780105526,0.44095967926972346,2.7654118939362232E-2,1.4735442642368013E-2,3.7242809360000004E-2,3.7242809360000004E-2,3.6998547974758729E-3,9.3511264117636141E-3,9.3511264117636141E-3]
[null,null,null,null,null,null,null,9,25,268,5,6413,23086800,263.34246575342468,8.3713144981015191,-1.814712938024478,null,0,0,0,0,null,4.302855241635025,0,0,90,90,-108.82743124699074,-115.45717137547463,107.54708449066746,90,0,0,0,null,0,0,0,null,0,0,0,0,0,0,null,0,0,0,0,0,0,0,0,0]
[null,null,null,null,null,null,null,9,25,268,21,6429,23144400,263.34246575342468,8.3713144981015191,-1.814712938024478,null,0,0,0,0,null,20.302855241635026,0,0,90,90,116.60886853930614,124.54282862452538,112.95404360417423,90,0,0,0,null,0,0,0,null,0,0,0,0,0,0,null,0,0,0,0,0,0,0,0,0]
[null,null,null,null,null,null,null,9,26,269,14,6446,23205600,264.32876712328766,8.7320614533234444,-2.2168867832130799,null,0.31601936193286922,0.23176886914422581,0.1432188691442258,3.5918869144225825E-2,null,13.308867690888723,61.203628971181544,254.81573296168767,20.456799285819276,-17.153573400709668,24.293259402477325,19.633015363330848,54.694711351238801,25.8349169931635,1.05488072125445,1.0554815914298314,0.99943071468014189,null,3.4491557521451631E-2,0.11360063440551499,0.19270971128957837,null,0,0,0,0,0,0,null,0.7334008515385193,0.4531965012151668,0.11366034322876689,1.5431284129179415E-2,3.7242809360000004E-2,3.7242809360000004E-2,4.8765845643080905E-3,1.1769448850534691E-2,1.1769448850534691E-2]
[null,null,null,null,null,null,null,9,27,270,7,6463,23266800,265.3150684931507,9.0889450270946011,-2.6184037170035217,null,1.0204268994871566E-2,0,0,0,null,6.3148157504515758,0,10.204268994871565,-86.101698074322712,-43.852121860728388,-84.703120718260124,-85.277763743226359,88.95779739571276,86.109999457005557,0.25780488393358308,0.26898283287173264,0.95844363441781477,null,1.9207647318833438,4.3707197470406705,6.8206747621979957,null,0,0,0,0,0,0,null,0,0,0,0,0,0,0,0,0]
[null,null,null,null,null,null,null,9,28,271,1,6481,23331600,266.30136986301369,9.4415589187221514,-3.019144761262794,null,0,0,0,0,null,0.32069264864536906,0,0,90,90,-173.42064319958078,-175.18961027031946,133.04090229203064,90,0,0,0,null,0,0,0,null,0,0,0,0,0,0,null,0,0,0,0,0,0,0,0,0]
[null,null,null,null,null,null,null,9,28,271,18,6498,23392800,266.30136986301369,9.4415589187221514,-3.019144761262794,null,2.597450289603671E-2,0,0,0,null,17.32069264864537,0,25.974502896036711,80.904742383186843,-31.401425609816012,80.247606638085671,79.810389729680537,85.767829274167298,80.947148050784378,0.61953805468512002,0.6275727755601076,0.98719714878036802,null,0.60058897228713881,1.5630712996703742,2.5255536270536094,null,0,0,0,0,0,0,null,0,0,0,0,0,0,0,0,0]
[null,null,null,null,null,null,null,9,29,272,11,6515,23454000,267.28767123287673,9.7894999671338407,-3.4189911677708227,null,0.24125656926620948,0.16629110342485898,8.5691103424859E-2,0,null,10.326491666118898,18.032992374372888,223.22357689183659,-26.250803331970594,-18.574616452193034,-30.155699396125403,-25.102625008216535,57.459014502309685,30.827512576053646,1.1246889259372557,1.1250096399836471,0.99971492329043865,null,5.0983067683549065E-2,0.15460718899157561,0.25823131029960211,null,0,0,0,0,0,0,null,0.68927077894972699,0.35518661185264955,0,2.2327259477592877E-2,3.7242809360000004E-2,0,5.3865980226805183E-3,8.985072416029076E-3,0]
[null,null,null,null,null,null,null,9,30,273,2,6530,23508000,268.27397260273972,10.13236862433107,-3.8178244534079688,null,0,0,0,0,null,1.3322061437388513,0,0,90,90,-153.13858156708906,-160.01690784391724,131.00368882506189,90,0,0,0,null,0,0,0,null,0,0,0,0,0,0,null,0,0,0,0,0,0,0,0,0]
[null,null,null,null,null,null,null,9,30,273,22,6550,23580000,268.27397260273972,10.13236862433107,-3.8178244534079688,null,0,0,0,0,null,21.332206143738851,0,0,90,90,130.12168645112618,139.98309215608276,122.96226997883677,90,0,0,0,null,0,0,0,null,0,0,0,0,0,0,null,0,0,0,0,0,0,0,0,0]
[null,null,null,null,null,null,null,10,1,274,15,6567,23641200,269.26027397260276,10.46976942513057,-4.2155264352642119,null,0.19633777638915734,0.12296526588736628,3.9315265887366266E-2,0,null,14.337829490418843,13.867268111916472,182.47050827724087,36.639934033766721,-19.945888986280028,40.498987783893895,35.067442356282641,61.919143121710462,39.609837840294247,1.2496656841234424,1.2496792084052006,0.99998917779725605,null,7.4870971192336475E-2,0.20220255485277266,0.32953413851320884,null,0,0,0,0,0,0,null,0.6262944816265984,0.20024300269877882,0,3.4348212943270638E-2,3.7242809360000004E-2,0,6.7438517522230308E-3,7.3121703762276963E-3,0]
[null,null,null,null,null,null,null,10,2,275,8,6584,23702400,270.24657534246575,10.801311452638444,-4.6119792656591327,null,0.15143808155269869,7.5589872060092697E-2,0,0,null,7.3433551908773076,72.876376929509519,78.561704623189172,-71.591502295707912,-27.979570880156515,-71.441370636646695,-69.849672136840383,80.780601571440954,71.854117219368263,1.2517093981515162,1.2617778438918623,0.99202042911984345,null,0.15253759003782327,0.31762156194022945,0.48270553384263554,null,0,0,0,0,0,0,null,0.49914705261099268,0,0,3.7242809360000004E-2,0,0,5.6399796011112908E-3,0,0]
[null,null,null,null,null,null,null,10,2,275,20,6596,23745600,270.24657534246575,10.801311452638444,-4.6119792656591327,null,0,0,0,0,null,19.343355190877308,0,0,90,90,102.66989948041373,110.15032786315962,106.44202321552723,90,0,0,0,null,0,0,0,null,0,0,0,0,0,0,null,0,0,0,0,0,0,0,0,0]
[null,null,null,null,null,null,null,10,3,276,3,6603,23770800,271.23287671232879,11.126608798906423,-5.007065467062974,null,0,0,0,0,null,2.3487768133151072,0,0,90,90,-134.5220359028726,-144.7683478002734,126.29038658608442,90,0,0,0,null,0,0,0,null,0,0,0,0,0,0,null,0,0,0,0,0,0,0,0,0]
[null,null,null,null,null,null,null,10,3,276,20,6620,23832000,271.23287671232879,11.126608798906423,-5.007065467062974,null,0,0,0,0,null,19.348776813315105,0,0,90,90,102.47475731835077,110.23165219972657,106.7993682864673,90,0,0,0,null,0,0,0,null,0,0,0,0,0,0,null,0,0,0,0,0,0,0,0,0]
[null,null,null,null,null,null,null,10,4,277,23,6647,23929200,272.21917808219177,11.445281020224579,-5.4006679669076014,null,0,0,0,0,null,22.354088017003743,0,0,90,90,146.57921438515223,155.31132025505616,130.97593071756552,90,0,0,0,null,0,0,0,null,0,0,0,0,0,0,null,0,0,0,0,0,0,0,0,0]
[null,null,null,null,null,null,null,10,5,278,7,6655,23958000,273.20547945205482,11.75695358651209,-5.7926701322777143,null,9.2766081771559681E-4,0,0,0,null,6.3592825597752016,0,0.92766081771559683,90,90,-82.152606550661147,-84.610761603371969,90.961268146830704,86.298424261388206,0,0,0,null,22.853180381387538,49.802685548118134,76.752190714848723,null,0,0,0,0,0,0,null,0,0,0,0,0,0,0,0,0]
[null,null,null,null,null,null,null,10,5,278,24,6672,24019200,273.20547945205482,11.75695358651209,-5.7926701322777143,null,0,0,0,0,null,23.359282559775203,0,0,90,90,166.35223230882281,170.38923839662803,135.25428227021797,90,0,0,0,null,0,0,0,null,0,0,0,0,0,0,null,0,0,0,0,0,0,0,0,0]
[null,null,null,null,null,null,null,10,6,279,17,6689,24080400,274.1917808219178,12.061258324273219,-6.1829558044715336,null,4.9166023338926633E-2,2.2948789045305739E-3,0,0,null,16.364354305404554,0,49.166023338926635,67.662542537161769,-29.422069679845155,66.94998128536335,65.465314581068299,79.385518124730325,68.184444873109967,1.3964541387263569,1.4097367768682498,0.99057793032015484,null,0.26034238953520872,0.76882361909616315,1.2773048486571177,null,0,0,0,0,0,0,null,4.66761138827681E-2,0,0,3.7242809360000004E-2,0,0,1.8310808342009554E-3,0,0]
[null,null,null,null,null,null,null,10,7,280,17,6713,24166800,275.17808219178085,12.357833852594629,-6.5714093334213706,null,0.16515814609600188,0.13904338473132291,4.8618384731322906E-2,0,null,16.36929723087658,77.746200370863491,87.411945725138381,67.830360761506498,-30.347209690971017,66.774174798551044,65.539458463148691,79.741090964552072,68.378994097508226,1.3918380609584216,1.4068838670543895,0.98930558061805796,null,5.6915146011242097E-2,0.20828521519007745,0.35965528436891281,null,0,0,0,0,0,0,null,0.84188027062559068,0.29437473040574325,0,2.5088016384798642E-2,3.7242809360000004E-2,0,4.1434902753394627E-3,6.1509533493044272E-3,0]
[null,null,null,null,null,null,null,10,8,281,4,6724,24206400,276.16438356164383,12.646326011666456,-6.9579156119631271,null,0,0,0,0,null,3.3741054335277743,0,0,90,90,-117.70887625929234,-129.38841849708339,119.94053049105015,90,0,0,0,null,0,0,0,null,0,0,0,0,0,0,null,0,0,0,0,0,0,0,0,0]
[null,null,null,null,null,null,null,10,8,281,21,6741,24267600,276.16438356164383,12.646326011666456,-6.9579156119631271,null,0,0,0,0,null,20.374105433527774,0,0,90,90,114.23567536065327,125.61158150291661,117.74908316453913,90,0,0,0,null,0,0,0,null,0,0,0,0,0,0,null,0,0,0,0,0,0,0,0,0]
[null,null,null,null,null,null,null,10,9,282,19,6763,24346800,277.15068493150687,12.926388283320044,-7.3423601099449423,null,0,0,0,0,null,18.378773138055333,0,0,90,90,89.565047725631217,95.681597070829994,99.26424591009021,90,0,0,0,null,0,0,0,null,0,0,0,0,0,0,null,0,0,0,0,0,0,0,0,0]
[null,null,null,null,null,null,null,10,10,283,8,6776,24393600,278.13698630136986,13.197682203083055,-7.7246289081650303,null,4.1744736797201858E-2,0,0,0,null,7.3832947033847178,0,41.74473679720186,-71.776764268041916,-35.750238846835551,-69.043558110020342,-69.250579449229235,82.880730652351531,72.236755851712189,1.222322062407633,1.2491800297731501,0.97849952230632886,null,0.32818508514151912,0.92706297773553226,1.5259408703295454,null,0,0,0,0,0,0,null,0,0,0,0,0,0,0,0,0]
[null,null,null,null,null,null,null,10,11,284,1,6793,24454800,279.1232876712329,13.459877763263631,-8.1046087321284848,null,0,0,0,0,null,0.38766462938772717,0,0,90,90,-171.37499440214066,-174.1850305591841,138.02215539777166,90,0,0,0,null,0,0,0,null,0,0,0,0,0,0,null,0,0,0,0,0,0,0,0,0]
[null,null,null,null,null,null,null,10,11,284,18,6810,24516000,279.1232876712329,13.459877763263631,-8.1046087321284848,null,9.2766081771559681E-4,0,0,0,null,17.387664629387729,0,0.92766081771559683,90,90,77.777856484130908,80.814969440815929,90.325418055230742,83.294090081936233,0,0,0,null,8.7316396740207125,35.681144840751301,62.63065000748189,null,0,0,0,0,0,0,null,0,0,0,0,0,0,0,0,0]
[null,null,null,null,null,null,null,10,12,285,14,6830,24588000,280.10958904109589,13.712653806584941,-8.4821869856128274,null,0.14007678347505512,8.8628594614794637E-2,5.4035946147946668E-3,0,null,13.391877563443082,0,140.07678347505512,22.386016648455527,-23.868674004966241,23.750910927091315,20.878163451646223,61.064862000480915,31.1537197472807,1.0744593234292521,1.0786321997814663,0.99613132599503373,null,6.2822687540987868E-2,0.24129623169152153,0.41976977584205527,null,0,0,0,0,0,0,null,0.6327143757593322,3.8575947282205689E-2,0,2.7984708376185843E-2,3.7242809360000004E-2,0,3.9200079358235459E-3,5.2168529427234767E-3,0]
[null,null,null,null,null,null,null,10,13,286,5,6845,24642000,281.09589041095893,13.955698409903174,-8.8572517840327816,null,0,0,0,0,null,4.3959283068317196,0,0,90,90,-103.00097855899877,-114.06107539752421,112.1866881136456,90,0,0,0,null,0,0,0,null,0,0,0,0,0,0,null,0,0,0,0,0,0,0,0,0]
[null,null,null,null,null,null,null,10,13,286,22,6862,24703200,281.09589041095893,13.955698409903174,-8.8572517840327816,null,0,0,0,0,null,21.395928306831717,0,0,90,90,128.00901605080529,140.93892460247577,127.79289867458753,90,0,0,0,null,0,0,0,null,0,0,0,0,0,0,null,0,0,0,0,0,0,0,0,0]
[null,null,null,null,null,null,null,10,13,286,23,6863,24706800,281.09589041095893,13.955698409903174,-8.8572517840327816,null,0,0,0,0,null,22.395928306831717,0,0,90,90,145.66280610447848,155.93892460247577,134.42304179974559,90,0,0,0,null,0,0,0,null,0,0,0,0,0,0,null,0,0,0,0,0,0,0,0,0]
[null,null,null,null,null,null,null,10,14,287,15,6879,24764400,282.08219178082192,14.188709257552954,-9.2296919875939416,null,0.3462464861537885,0.30425157722778678,0.22437657722778678,0.12575157722778682,null,14.399811820959215,130.86796012165621,215.3785260321323,38.432167060244232,-26.15672864397558,39.115120527594833,35.997177314388225,66.862642823192374,43.020812272157023,1.2633596574358323,1.2711860047229309,0.99384327135602446,null,2.0216811664309241E-2,9.2419710465413682E-2,0.16462260926651812,null,0,0,0,0,0,0,null,0.87871383362617206,0.64802557195664334,0.36318513618628645,1.0387510738402952E-2,3.7242809360000004E-2,3.7242809360000004E-2,3.5966390930567672E-3,1.2895191875395427E-2,1.2895191875395427E-2]
[null,null,null,null,null,null,null,10,15,288,10,6898,24832800,283.06849315068496,14.411394003876907,-9.5993972342261102,null,0.46758695603353273,0.45680879839611815,0.36963379839611815,0.26370879839611822,null,9.4035232333979479,302.57930623498601,165.00764979854671,-41.571562049052098,-27.068686793124325,-41.794590989247993,-38.947151499030781,68.432878553670534,45.669395384732091,1.3198927232656543,1.3292890512263025,0.99293131320687567,null,2.6519131554026375E-2,7.998512259036987E-2,0.13345111362671336,null,0,0,0,0,0,0,null,0.97694940481478776,0.79051349407105809,0.56397809005007082,1.2508489086968579E-2,3.7234252914943866E-2,3.7242809360000004E-2,5.8488063367543013E-3,1.7410250980681295E-2,1.7414251862779562E-2]
[null,null,null,null,null,null,null,10,16,289,3,6915,24894000,284.05479452054794,14.623470624508128,-9.9662579722858169,null,0,0,0,0,null,2.4070578437418022,0,0,90,90,-130.52145603045943,-143.89413234387297,130.22597185917772,90,0,0,0,null,0,0,0,null,0,0,0,0,0,0,null,0,0,0,0,0,0,0,0,0]
[null,null,null,null,null,null,null,10,16,289,17,6929,24944400,284.05479452054794,14.623470624508128,-9.9662579722858169,null,0.23453072211744705,0.21818918657435105,0.13636418657435101,3.5789186574351005E-2,null,16.407057843741804,148.89001087712236,85.640711240324691,69.232060553841222,-38.252392944964015,65.182964532183291,66.10586765612706,82.801495681174941,70.032269201906914,1.3463973947153509,1.3830549705846993,0.97349521411007189,null,4.9460471085707114E-2,0.15605631394283451,0.2626521567999619,null,0,0,0,0,0,0,null,0.93032240980815906,0.58143421613678092,0.15259914032255734,2.1642564213129024E-2,3.7242809360000004E-2,3.7242809360000004E-2,5.0758462133783672E-3,8.7345829728832161E-3,8.7345829728832161E-3]
[null,null,null,null,null,null,null,10,17,290,14,6950,25020000,285.04109589041099,14.824667755988241,-10.33016549301891,null,8.998309931841289E-2,3.6422960447914446E-2,0,0,null,13.410411129266471,0,89.983099318412897,22.883140133506647,-25.858928433776324,23.501817830602715,21.156166938997067,62.920092928869622,32.728932381210427,1.0782431014061333,1.0845976816020797,0.99414107156622367,null,0.13669233548486032,0.41452228565734056,0.69235223582982086,null,0,0,0,0,0,0,null,0.40477557145513166,0,0,3.7242809360000004E-2,0,0,3.3512234135375974E-3,0,0]
[null,null,null,null,null,null,null,10,18,291,7,6967,25081200,286.02739726027397,15.0147250233164,-10.691011962773155,null,0,0,0,0,null,6.4135787503886066,0,0,90,90,-78.382003582612526,-83.796318744170904,94.195173012683512,86.831295148961843,0,0,0,null,0,0,0,null,0,0,0,0,0,0,null,0,0,0,0,0,0,0,0,0]
[null,null,null,null,null,null,null,10,18,291,24,6984,25142400,286.02739726027397,15.0147250233164,-10.691011962773155,null,0,0,0,0,null,23.413578750388609,0,0,90,90,166.41761931697638,171.20368125582914,140.21826149347748,90,0,0,0,null,0,0,0,null,0,0,0,0,0,0,null,0,0,0,0,0,0,0,0,0]
[null,null,null,null,null,null,null,10,19,292,12,6996,25185600,287.01369863013701,15.19339335503976,-11.048690454951894,null,0.21942603683548578,0.13578609009972001,4.4611090099720016E-2,0,null,11.416556555917328,18.666913101698391,200.75912373378739,-9.5364093728825967,-25.975586568966268,-9.7992208165474981,-8.7516516612400785,61.331448609379429,27.264576759757126,1.0224626846303873,1.0286092281186479,0.99402441343103376,null,6.5625758035252543E-2,0.17955936573534376,0.29349297343543501,null,0,0,0,0,0,0,null,0.6188239648220295,0.20330809753979692,0,2.9410600332184005E-2,3.7242809360000004E-2,0,6.453451471843558E-3,8.1720420584843363E-3,0]
[null,null,null,null,null,null,null,10,20,293,11,7019,25268400,288,15.360435285509679,-11.40309498169856,null,0.53644921032906723,0.46735655192483466,0.38570655192483466,0.28530655192483467,null,10.419340588091828,326.89556503101244,209.55364529805479,-25.748817981655627,-27.223001273223403,-25.861841379988103,-23.709891178622584,64.640230832430674,35.190654163506132,1.1109033798077705,1.1189858157798676,0.9927769987267766,null,1.9945970268902873E-2,6.6548704542040441E-2,0.113151438815178,null,0,0,0,0,0,0,null,0.87120372800651547,0.71899919787044819,0.53184261702952773,1.0300112624858417E-2,2.9887338365353872E-2,3.7242809360000004E-2,5.5254872839057539E-3,1.6033039064931719E-2,1.9978875671607995E-2]
[null,null,null,null,null,null,null,10,21,294,4,7036,25329600,288.98630136986299,15.515625243943617,-11.754120525303241,null,0,0,0,0,null,3.4219270873990602,0,0,90,90,-113.71413923285444,-128.6710936890141,123.39795046713002,90,0,0,0,null,0,0,0,null,0,0,0,0,0,0,null,0,0,0,0,0,0,0,0,0]
[null,null,null,null,null,null,null,10,21,294,14,7046,25365600,288.98630136986299,15.515625243943617,-11.754120525303241,null,0.14488341866686277,8.4831826755485493E-2,0,0,null,13.421927087399059,1.6593624997665806,143.22405616709619,23.228724187782692,-27.391719567107735,23.269610452934749,21.328906310985882,64.338934743814818,33.933991427955952,1.0806969948228617,1.0887446902533924,0.99260828043289229,null,7.7303532060854274E-2,0.24985605898240401,0.42240858590395375,null,0,0,0,0,0,0,null,0.58551784280120611,0,0,3.570722340041349E-2,0,0,5.1733845973533071E-3,0,0]
[null,null,null,null,null,null,null,10,22,295,15,7071,25455600,289.97260273972603,15.658749829947627,-12.101663069321543,null,5.194900579207342E-2,0,0,0,null,14.424312497165795,0,51.949005792073422,39.32470566761593,-29.709888952607653,38.200838971937713,36.36468745748693,69.629905384657377,44.95282662073091,1.2694493956582604,1.2818964680113911,0.99029011104739229,null,0.30029448614356941,0.78153564983518709,1.2627768135268047,null,0,0,0,0,0,0,null,0,0,0,0,0,0,0,0,0]
[null,null,null,null,null,null,null,10,23,296,8,7088,25516800,290.95890410958901,15.789608075170642,-12.445619629397124,null,9.2766081771559674E-3,0,0,0,null,7.4264934679195109,0,9.2766081771559676,-72.344084266717275,-45.97097138639036,-65.663419440931733,-68.602597981207339,86.25341174842481,73.178565153585012,1.1525987872263712,1.2106022698632257,0.95208708584082891,null,1.961923976137987,4.6568744928110464,7.3518250094841058,null,0,0,0,0,0,0,null,0,0,0,0,0,0,0,0,0]
[null,null,null,null,null,null,null,10,24,297,1,7105,25578000,291.94520547945206,15.908011690777807,-12.785888283778046,null,0,0,0,0,null,0.42846686151296337,0,0,90,90,-169.64352599096259,-173.57299707730556,142.61101030989042,90,0,0,0,null,0,0,0,null,0,0,0,0,0,0,null,{"$f":"IF($R7107=0, 0, S7107/$R7107)","v":0},{"$f":"IF($R7107=0, 0, T7107/$R7107)","v":0},{"$f":"IF($R7107=0, 0, U7107/$R7107)","v":0},{"$f":"IF(AU7107=0,0,IF(AJ7107<0.08,2.10677665*AJ7107^2+0.23807711*AJ7107+0.00471327,2.10677665*0.08^2+0.23807711*0.08+0.00471327))","v":0},{"$f":"IF(AV7107=0,0,IF(AK7107<0.08,2.10677665*AK7107^2+0.23807711*AK7107+0.00471327,2.10677665*0.08^2+0.23807711*0.08+0.00471327))","v":0},{"$f":"IF(AW7107=0,0,IF(AL7107<0.08,2.10677665*AL7107^2+0.23807711*AL7107+0.00471327,2.10677665*0.08^2+0.23807711*0.08+0.00471327))","v":0},{"$f":"AX7107*$R7107","v":0},{"$f":"AY7107*$R7107","v":0},{"$f":"AZ7107*$R7107","v":0}]
[null,null,null,null,null,null,null,10,24,297,9,7113,25606800,291.94520547945206,15.908011690777807,-12.785888283778046,null,0.33503415468938907,0.34648882145572829,0.25591382145572822,0.14658882145572827,null,8.4284668615129625,238.57855397523244,96.455600714156645,-57.321424856061419,-35.715658502393872,-53.287318592686873,-53.572997077305558,78.186099392925584,59.779424596484652,1.506995771812627,1.54,0.97856868299521227,null,5.5516727890755208E-2,0.13013598580843694,0.20475524372611864,null,0,0,0,0,0,0,null,1.0341895493519426,0.76384397791618142,0.43753396304215936,2.442384335276384E-2,3.7242809360000004E-2,3.7242809360000004E-2,8.1828217119592865E-3,1.2477613152185669E-2,1.2477613152185669E-2]
[null,null,null,null,null,null,null,10,24,297,20,7124,25646400,291.94520547945206,15.908011690777807,-12.785888283778046,null,0,0,0,0,null,19.428466861512963,0,0,90,90,98.103919110296019,111.42700292269444,113.51463630749559,90,0,0,0,null,0,0,0,null,0,0,0,0,0,0,null,0,0,0,0,0,0,0,0,0]
[null,null,null,null,null,null,null,10,25,298,13,7141,25707600,292.93150684931504,16.013785300446727,-13.122368203518448,null,0.8442272533734918,0.7090516079213508,0.62067660792135071,0.51355160792135079,null,12.430229755007446,706.48135225002704,137.74590112346471,7.1095152598948363,-28.003125945265193,7.0454644777979789,6.4534463251116847,63.178387820022841,28.643823219853239,1.0131547247963153,1.0213285457796846,0.9919968740547348,null,1.8952242937034743E-2,4.8565122526151527E-2,7.8178002115268319E-2,null,0,0,0,0,0,0,null,0.8398823955137843,0.73520086616625635,0.60830967712689099,9.9820930904458774E-3,2.1244496593401163E-2,3.6201860369690107E-2,8.4271550326656328E-3,1.7935183008349568E-2,3.0562597146914141E-2]
[null,null,null,null,null,null,null,10,26,299,6,7158,25768800,293.91780821917808,16.106766658607739,-13.454959682356213,null,0,0,0,0,null,5.4317794443101288,0,0,90,90,-87.613239387860474,-98.523308335348062,105.70946485834367,90,0,0,0,null,0,0,0,null,0,0,0,0,0,0,null,0,0,0,0,0,0,0,0,0]
[null,null,null,null,null,null,null,10,27,300,3,7179,25844400,294.90410958904107,16.186806853666237,-13.783564166258284,null,0,0,0,0,null,2.4331134475611038,0,0,90,90,-127.45616521395536,-143.50329828658343,133.30749267551363,90,0,0,0,null,0,0,0,null,0,0,0,0,0,0,null,0,0,0,0,0,0,0,0,0]
[null,null,null,null,null,null,null,10,27,300,17,7193,25894800,294.90410958904107,16.186806853666237,-13.783564166258284,null,0.16818329834387508,0.12004891200437755,3.6473912004377544E-2,0,null,16.433113447561105,95.963544262067288,72.219754081807778,70.601922516450799,-46.397381090800607,63.2140491707598,66.49670171341657,86.099793312814668,71.723298867043468,1.2636895029875876,1.3290692688813452,0.95080785672759816,null,0.10464772764780875,0.25329506805662799,0.40194240846544715,null,0,0,0,0,0,0,null,0.71379805953692377,0.21687000055024105,0,3.7242809360000004E-2,3.7242809360000004E-2,0,6.2636185177569435E-3,6.2636185177569435E-3,0]
[null,null,null,null,null,null,null,10,28,301,10,7210,25956000,295.89041095890411,16.253770495963199,-14.108084282624215,null,0.26712981709727895,0.19943096489714182,0.11113096489714185,4.0809648971418117E-3,null,9.4342295082660534,119.56139853223887,147.56841856504008,-41.941754182940471,-32.60117898160123,-39.309264343279878,-38.486557376009202,72.312877738408446,47.802114445894844,1.3181948317468404,1.3385438545735118,0.98479764203679754,null,8.1982611443277481E-2,0.17557006742875406,0.26915752341423066,null,0,0,0,0,0,0,null,0.74656946597809526,0.41601857143739218,1.5277084907581368E-2,3.7242809360000004E-2,3.7242809360000004E-2,3.7242809360000004E-2,9.9486648525256294E-3,9.9486648525256294E-3,9.9486648525256294E-3]
[null,null,null,null,null,null,null,10,29,302,5,7229,26024400,296.8767123287671,16.307535890247554,-14.428423869139808,null,0,0,0,0,null,4.4351255981707922,0,0,90,90,-98.566223892778012,-113.47311602743812,116.05949892992973,90,0,0,0,null,0,0,0,null,0,0,0,0,0,0,null,0,0,0,0,0,0,0,0,0]
[null,null,null,null,null,null,null,10,29,302,21,7245,26082000,296.8767123287671,16.307535890247554,-14.428423869139808,null,0,0,0,0,null,20.435125598170792,0,0,90,90,109.75194096944216,126.52688397256188,124.22017921179884,90,0,0,0,null,0,0,0,null,0,0,0,0,0,0,null,0,0,0,0,0,0,0,0,0]
[null,null,null,null,null,null,null,10,30,303,14,7262,26143200,297.86301369863014,16.34799519245253,-14.744488002272153,null,0.76805663222571885,0.69338331957055688,0.61133331957055692,0.51053331957055692,null,13.43579991987421,643.75440080774149,124.3022314179774,23.806053145362057,-30.597750255442868,22.63622174062079,21.536998798113149,67.279957608371191,36.419382841990249,1.0834060341687144,1.0956726377443446,0.98880449948911431,null,1.6795636491826957E-2,4.9345319615522604E-2,8.1895002739218264E-2,null,0,0,0,0,0,0,null,0.90277629341111298,0.79594823339914389,0.66470791104440308,9.3062343957065544E-3,2.1591179154334755E-2,3.7242809360000004E-2,7.1477150486695239E-3,1.6583248347060497E-2,2.8604586731666083E-2]
[null,null,null,null,null,null,null,10,31,304,7,7279,26204400,298.84931506849313,16.375054550586398,-15.056183025397244,null,0,0,0,0,null,6.4362509091764402,0,0,90,90,-75.298043294244209,-83.456236362353394,97.317971332452458,87.705107516665308,0,0,0,null,0,0,0,null,0,0,0,0,0,0,null,0,0,0,0,0,0,0,0,0]
[null,null,null,null,null,null,null,10,31,304,24,7296,26265600,298.84931506849313,16.375054550586398,-15.056183025397244,null,0,0,0,0,null,23.43625090917644,0,0,90,90,165.81668566059901,171.54376363764661,144.5806605642006,90,0,0,0,null,0,0,0,null,0,0,0,0,0,0,null,0,0,0,0,0,0,0,0,0]
[null,null,null,null,null,null,null,11,1,305,18,7314,26330400,299.83561643835617,16.38863422956679,-15.363416576552867,null,0,0,0,0,null,17.436477237159444,0,0,90,90,73.679946137435081,81.547158557391668,96.365571092837058,86.022658825449696,0,0,0,null,0,0,0,null,0,0,0,0,0,0,null,0,0,0,0,0,0,0,0,0]
[null,null,null,null,null,null,null,11,2,306,11,7331,26391600,300.82191780821915,16.388668719846564,-15.666097615807173,null,7.2357543781816566E-2,0,0,0,null,10.436477811997444,0,72.35754378181656,-26.019265540045797,-31.798589476503654,-24.293753305905859,-23.452832820038346,68.660718312181586,38.276989880012792,1.1069720082113277,1.1222311864805494,0.98640282104699273,null,0.33859634696661506,0.68410282346316109,1.0296092999597071,null,0,0,0,0,0,0,null,0,0,0,0,0,0,0,0,0]
[null,null,null,null,null,null,null,11,3,307,2,7346,26445600,301.8082191780822,16.375106829698357,-15.964136452235866,null,0,0,0,0,null,1.4362517804949726,0,0,90,90,-145.06954739153713,-158.4562232925754,141.93220631046691,90,0,0,0,null,0,0,0,null,0,0,0,0,0,0,null,0,0,0,0,0,0,0,0,0]
[null,null,null,null,null,null,null,11,3,307,22,7366,26517600,301.8082191780822,16.375106829698357,-15.964136452235866,null,0,0,0,0,null,21.43625178049497,0,0,90,90,123.61731205583514,141.54377670742457,134.10898086367288,90,0,0,0,null,0,0,0,null,0,0,0,0,0,0,null,0,0,0,0,0,0,0,0,0]
[null,null,null,null,null,null,null,11,4,308,15,7383,26578800,302.79452054794518,16.347911761044042,-16.25744477049945,null,0.43435771682423352,0.38610410986510268,0.29142910986510262,0.17800410986510257,null,14.435798529350734,300.03729957042123,134.32041725381231,40.287036216533231,-34.747984450839517,36.590213081424757,36.536977940261011,73.498358394770491,47.604753287208631,1.2718862043013852,1.2971759054133309,0.98050403109832096,null,4.926814736126741E-2,0.10682439427863588,0.16438064119600437,null,0,0,0,0,0,0,null,0.88890813932826462,0.67094263225219009,0.40980993998808918,2.1556773165800402E-2,3.7242809360000004E-2,3.7242809360000004E-2,9.3633507743949677E-3,1.6176701641729796E-2,1.6176701641729796E-2]
[null,null,null,null,null,null,null,11,4,308,16,7384,26582400,302.79452054794518,16.347911761044042,-16.25744477049945,null,0.22190192583152912,0.18276746655967085,9.0242466559670831E-2,0,null,15.435798529350734,124.93591913241707,96.966006699112057,56.06367551159903,-39.918420708536601,49.730977612552451,51.536977940261011,80.119176585097193,59.614634925865921,1.4940512642177073,1.54,0.97016315858292679,null,9.5537701714654422E-2,0.20820008581212429,0.32086246990959411,null,0,0,0,0,0,0,null,0.82364074072268456,0.40667725717794856,0,3.7242809360000004E-2,3.7242809360000004E-2,0,8.2642511203604996E-3,8.2642511203604996E-3,0]
[null,null,null,null,null,null,null,11,5,309,20,7412,26683200,303.78082191780823,16.307061168734734,-16.545935657013143,null,0,0,0,0,null,19.435117686145581,0,0,90,90,95.435018305904009,111.52676529218371,116.39462894763319,90,0,0,0,null,0,0,0,null,0,0,0,0,0,0,null,0,0,0,0,0,0,0,0,0]
[null,null,null,null,null,null,null,11,6,310,3,7419,26708400,304.76712328767121,16.252547203206504,-16.829523625701125,null,0,0,0,0,null,2.4342091200534419,0,0,90,90,-125.12979252027925,-143.48686319919838,135.86384726322132,90,0,0,0,null,0,0,0,null,0,0,0,0,0,0,null,0,0,0,0,0,0,0,0,0]
[null,null,null,null,null,null,null,11,6,310,20,7436,26769600,304.76712328767121,16.252547203206504,-16.829523625701125,null,0,0,0,0,null,19.434209120053438,0,0,90,90,95.211604836121481,111.51313680080158,116.59615629724932,90,0,0,0,null,0,0,0,null,0,0,0,0,0,0,null,0,0,0,0,0,0,0,0,0]
[null,null,null,null,null,null,null,11,7,311,13,7453,26830800,305.75342465753425,16.184376536456377,-17.108124643327976,null,0.20279808794748327,0.11564829176599034,3.0773291765990342E-2,0,null,12.433072942274272,34.561523771221566,168.23656417626171,7.3095763000880307,-32.012162816818353,6.7382372090887062,6.496094134114081,67.15459961140634,32.545553523753199,1.0075968676317983,1.0219287289002641,0.98597567436636324,null,9.3689246246346516E-2,0.2169645702546972,0.3402398942630479,null,0,0,0,0,0,0,null,0.57026322553858944,0.1517435005302388,0,3.7242809360000004E-2,3.7242809360000004E-2,0,7.552770528000634E-3,7.552770528000634E-3,0]
[null,null,null,null,null,null,null,11,8,312,15,7479,26924400,306.73972602739724,16.102570371302942,-17.381656154399405,null,5.8442631516082602E-2,3.895131528026903E-3,0,0,null,14.431709506188383,0,58.442631516082599,40.442255664587798,-36.070316458127174,36.067033358840483,36.47564259282575,74.505522909971674,48.27003648419489,1.2722501796446077,1.3010563916146951,0.97785936708374566,null,0.26350627274136579,0.69127619602280366,1.1190461193042418,null,0,0,0,0,0,0,null,6.6648804596607131E-2,0,0,3.7242809360000004E-2,0,0,2.1765677840501923E-3,0,0]
[null,null,null,null,null,null,null,11,8,312,24,7488,26956800,306.73972602739724,16.102570371302942,-17.381656154399405,null,0,0,0,0,null,23.43170950618838,0,0,90,90,165.00284138295467,171.47564259282569,146.86149475697968,90,0,0,0,null,0,0,0,null,0,0,0,0,0,0,null,0,0,0,0,0,0,0,0,0]
[null,null,null,null,null,null,null,11,9,313,17,7505,27018000,307.72602739726028,16.00716443391547,-17.650037105625426,null,9.2766081771559674E-3,0,0,0,null,16.430119407231924,0,9.2766081771559676,71.598060088576929,-53.333989845264362,60.886552058264549,66.451791108478858,89.189244261524905,73.104256795684122,1.1562151245892172,1.2613319139767682,0.91666207108314934,null,1.5522914976036821,4.2472420142767406,6.9421925309498009,null,0,0,0,0,0,0,null,0,0,0,0,0,0,0,0,0]
[null,null,null,null,null,null,null,11,10,314,17,7529,27104400,308.71232876712327,15.898208949615226,-17.913187969938051,null,1.8553216354311936E-3,0,0,0,null,16.428303482493586,0,1.8553216354311937,71.643625912883934,-53.745204761741782,60.709924257980596,66.424552237403788,89.386040115237293,73.179575221510873,1.1497530386067911,1.258233437923892,0.91378356666780736,null,8.1926495706860987,21.667402154051395,35.142154737416689,null,0,0,0,0,0,0,null,0,0,0,0,0,0,0,0,0]
[null,null,null,null,null,null,null,11,11,315,4,7540,27144000,309.69863013698631,15.77576860197213,-18.171030770056952,null,0,0,0,0,null,3.4262628100328691,0,0,90,90,-108.7143385921988,-128.60605784950695,128.3782126007288,90,0,0,0,null,0,0,0,null,0,0,0,0,0,0,null,0,0,0,0,0,0,0,0,0]
[null,null,null,null,null,null,null,11,11,315,21,7557,27205200,309.69863013698631,15.77576860197213,-18.171030770056952,null,0,0,0,0,null,20.42626281003287,0,0,90,90,106.68911560965157,126.39394215049306,127.01802677304154,90,0,0,0,null,0,0,0,null,0,0,0,0,0,0,null,0,0,0,0,0,0,0,0,0]
[null,null,null,null,null,null,null,11,12,316,14,7574,27266400,310.6849315068493,15.639922475240011,-18.423489101595695,null,0.15031388628066378,7.8005550534283999E-2,0,0,null,13.423998707920667,16.244190295945572,134.06969598471821,24.071635692386643,-34.481113723928168,21.464181926779606,21.359980618810006,70.796560190077983,39.327793675544257,1.0780228021033844,1.0988596283086398,0.98103777255214364,null,0.10178700304130302,0.26810563546173277,0.43442426788216254,null,0,0,0,0,0,0,null,0.51895105944259357,0,0,3.7242809360000004E-2,0,0,5.5981114109114813E-3,0,0]
[null,null,null,null,null,null,null,11,12,316,19,7579,27284400,310.6849315068493,15.639922475240011,-18.423489101595695,null,0,0,0,0,null,18.423998707920667,0,0,90,90,82.525074937608778,96.359980618809999,108.01249380470166,90,0,0,0,null,0,0,0,null,0,0,0,0,0,0,null,0,0,0,0,0,0,0,0,0]
[null,null,null,null,null,null,null,11,14,318,1,7609,27392400,312.65753424657532,15.328400763442911,-18.911954741225987,null,0,0,0,0,null,0.4188066793907152,0,0,90,90,-168.5048779345824,-173.71789980913928,148.70513782915637,90,0,0,0,null,0,0,0,null,0,0,0,0,0,0,null,0,0,0,0,0,0,0,0,0]
[null,null,null,null,null,null,null,11,14,318,18,7626,27453600,312.65753424657532,15.328400763442911,-18.911954741225987,null,0,0,0,0,null,17.418806679390716,0,0,90,90,71.178515576648081,81.282100190860746,98.917202409794982,86.799128450901549,0,0,0,null,0,0,0,null,0,0,0,0,0,0,null,0,0,0,0,0,0,0,0,0]
[null,null,null,null,null,null,null,11,14,318,21,7629,27464400,312.65753424657532,15.328400763442911,-18.911954741225987,null,0,0,0,0,null,20.418806679390716,0,0,90,90,105.98001346160017,126.28210019086075,127.50969316205165,90,0,0,0,null,0,0,0,null,0,0,0,0,0,0,null,0,0,0,0,0,0,0,0,0]
[null,null,null,null,null,null,null,11,15,319,13,7645,27522000,313.64383561643837,15.152954600346842,-19.147817306406587,null,0.16406217793093805,7.8121110649924635E-2,0,0,null,12.415882576672448,17.30690556402838,146.75527236690968,7.0999481590279876,-34.053500950360203,6.3055220375690286,6.2382386500867248,69.169315959384377,34.49876874504973,1.002807166251932,1.021299844477084,0.98189299809927955,null,0.12068595120281049,0.27306720272151058,0.42544845424021066,null,0,0,0,0,0,0,null,0.47616770443465467,0,0,3.7242809360000004E-2,0,0,6.1101364158683254E-3,0,0]
[null,null,null,null,null,null,null,11,16,320,6,7662,27583200,314.63013698630135,14.964561271612698,-19.37800596007553,null,0,0,0,0,null,5.4127426878602112,0,0,90,90,-83.645154878608608,-98.808859682096838,110.28388012817291,90,0,0,0,null,0,0,0,null,0,0,0,0,0,0,null,0,0,0,0,0,0,0,0,0]
[null,null,null,null,null,null,null,11,16,320,23,7679,27644400,314.63013698630135,14.964561271612698,-19.37800596007553,null,0,0,0,0,null,22.412742687860209,0,0,90,90,139.44698296327371,156.19114031790315,144.1449022455102,90,0,0,0,null,0,0,0,null,0,0,0,0,0,0,null,0,0,0,0,0,0,0,0,0]
[null,null,null,null,null,null,null,11,17,321,15,7695,27702000,315.61643835616439,14.763370423755884,-19.602452492366883,null,3.710643270862387E-2,0,0,0,null,14.409389507062597,0,37.106432708623871,40.529918514388768,-38.597122152532002,34.859709480004362,36.140842605938957,76.420489026984015,49.471528027259872,1.2678071193676352,1.3032479628597193,0.97280575569493599,null,0.51204059816788128,1.1857782273361459,1.8595158565044108,null,0,0,0,0,0,0,null,0,0,0,0,0,0,0,0,0]
[null,null,null,null,null,null,null,11,18,322,10,7714,27770400,316.60273972602738,14.549545413558372,-19.821090394929175,null,5.5659649062935815E-2,0,0,0,null,9.4058257568926393,0,55.659649062935813,-43.573483129415855,-39.654774653353442,-37.219199589950406,-38.91261364661041,77.673148090933736,51.603221496082895,1.338909330130287,1.3793370782353964,0.97069045069329307,null,0.40244594382317678,0.85160436326868649,1.3007627827141965,null,0,0,0,0,0,0,null,0,0,0,0,0,0,0,0,0]
[null,null,null,null,null,null,null,11,19,323,3,7731,27831600,317.58904109589042,14.323263136710491,-20.033854880633307,null,0,0,0,0,null,2.4020543856118417,0,0,90,90,-123.02248713349016,-143.96918421582237,138.76868940225302,90,0,0,0,null,0,0,0,null,0,0,0,0,0,0,null,0,0,0,0,0,0,0,0,0]
[null,null,null,null,null,null,null,11,19,323,20,7748,27892800,317.58904109589042,14.323263136710491,-20.033854880633307,null,0,0,0,0,null,19.402054385611841,0,0,90,90,92.376933082612339,111.03081578417761,118.63818645128759,90,0,0,0,null,0,0,0,null,0,0,0,0,0,0,null,0,0,0,0,0,0,0,0,0]
[null,null,null,null,null,null,null,11,20,324,10,7762,27943200,318.57534246575341,14.084713840831787,-20.240682902770285,null,0.11567865617776148,4.5589717299279665E-2,0,0,null,9.3980785640138631,28.349892932427792,87.32876324533369,-43.790926474197938,-40.192119502484722,-37.142607230233914,-39.028821539792055,78.10019569742245,51.953411565707128,1.3424318412065708,1.3847731618549486,0.96942364149254578,null,0.15387453993800754,0.36999046681723158,0.58610639369645556,null,0,0,0,0,0,0,null,0.39410656041182479,0,0,3.7242809360000004E-2,0,0,4.3081981390493572E-3,0,0]
[null,null,null,null,null,null,null,11,21,325,7,7783,28018800,319.56164383561645,13.83410092308563,-20.44151317373348,null,0,0,0,0,null,6.3939016820514274,0,0,90,90,-72.208229980478265,-84.091474769228583,101.80004516516328,89.768327804144405,0,0,0,null,0,0,0,null,0,0,0,0,0,0,null,0,0,0,0,0,0,0,0,0]
[null,null,null,null,null,null,null,11,21,325,24,7800,28080000,319.56164383561645,13.83410092308563,-20.44151317373348,null,0,0,0,0,null,23.393901682051428,0,0,90,90,162.90004416811513,170.90852523077143,149.76543650130495,90,0,0,0,null,0,0,0,null,0,0,0,0,0,0,null,0,0,0,0,0,0,0,0,0]
[null,null,null,null,null,null,null,11,22,326,12,7812,28123200,320.54794520547944,13.571640712620733,-20.636286183179291,null,2.5046842078321113E-2,0,0,0,null,11.389527345210345,0,25.046842078321113,-10.504199577711505,-35.679836055608945,-9.067832385960191,-9.157089821844826,70.903704760596469,36.560349215915913,1.0089863978055515,1.0310083991554231,0.97864032788878208,null,0.81048141464389778,1.8086112356339195,2.8067410566239412,null,0,0,0,0,0,0,null,0,0,0,0,0,0,0,0,0]
[null,null,null,null,null,null,null,11,23,327,11,7835,28206000,321.53424657534248,13.297562238090347,-20.82494421566151,null,5.8442631516082602E-2,0,0,0,null,10.384959370634839,0,58.442631516082599,-27.611105314146695,-37.440684568807853,-23.536782016526054,-24.22560944047742,73.8219759118562,42.838941629797588,1.112935329524865,1.1413332637697602,0.97511863086238426,null,0.30799434476263532,0.73576426804407324,1.1635341913255113,null,0,0,0,0,0,0,null,0,0,0,0,0,0,0,0,0]
[null,null,null,null,null,null,null,11,24,328,4,7852,28267200,322.52054794520546,13.012106980517819,-21.007431367733506,null,0,0,0,0,null,3.3802017830086304,0,0,90,90,-106.95134516315645,-129.29697325487055,130.95269746660392,90,0,0,0,null,0,0,0,null,0,0,0,0,0,0,null,0,0,0,0,0,0,0,0,0]
[null,null,null,null,null,null,null,11,24,328,21,7869,28328400,322.52054794520546,13.012106980517819,-21.007431367733506,null,0,0,0,0,null,20.38020178300863,0,0,90,90,103.69454313863405,125.70302674512945,128.71559035119884,90,0,0,0,null,0,0,0,null,0,0,0,0,0,0,null,0,0,0,0,0,0,0,0,0]
[null,null,null,null,null,null,null,11,25,329,7,7879,28364400,323.50684931506851,12.715528611793797,-21.183693564513742,null,0,0,0,0,null,6.3752588101965637,0,0,90,90,-71.911054432006239,-84.371117847051551,102.53132359596694,90,0,0,0,null,0,0,0,null,0,0,0,0,0,0,null,0,0,0,0,0,0,0,0,0]
[null,null,null,null,null,null,null,11,26,330,8,7904,28454400,324.49315068493149,12.408092719108218,-21.353678575709264,null,0,0,0,0,null,7.3701348786518031,0,0,90,90,-60.931826493086767,-69.447976820222948,93.84623232737313,77.109028774820786,0,0,0,null,0,0,0,null,0,0,0,0,0,0,null,0,0,0,0,0,0,0,0,0]
[null,null,null,null,null,null,null,11,26,330,9,7905,28458000,324.49315068493149,12.408092719108218,-21.353678575709264,null,2.2263859625174326E-2,0,0,0,null,8.3701348786518039,0,22.263859625174327,-60.394705964760142,-48.717011213084582,-49.435576804654197,-54.447976820222941,85.904687645817901,64.497765571042052,1.4471941803090094,1.5332899985990776,0.94384896636074622,null,1.060013869891403,2.1829099185051777,3.3058059671189515,null,0,0,0,0,0,0,null,0,0,0,0,0,0,0,0,0]
[null,null,null,null,null,null,null,11,27,331,9,7929,28544400,325.47945205479454,12.090076515635714,-21.51733603109269,null,8.3835468681911371E-2,1.9743335867070746E-2,0,0,null,8.3648346085939291,46.680818345635842,37.154650336275523,-60.522088238932199,-48.991903140511162,-49.41223250867786,-54.527480871091065,86.082783573985182,64.642535793611259,1.4438875953414856,1.5311244999381526,0.94302429057846648,null,0.30058876506808674,0.59879190501658552,0.89699504496508431,null,0,0,0,0,0,0,null,0.23550098994473251,0,0,3.7242809360000004E-2,0,0,3.122268377726676E-3,0,0]
[null,null,null,null,null,null,null,11,27,331,20,7940,28584000,325.47945205479454,12.090076515635714,-21.51733603109269,null,0,0,0,0,null,19.364834608593927,0,0,90,90,90.774566424995626,110.47251912890891,119.35160293728896,90,0,0,0,null,0,0,0,null,0,0,0,0,0,0,null,0,0,0,0,0,0,0,0,0]
[null,null,null,null,null,null,null,11,28,332,13,7957,28645200,326.46575342465752,11.761768537810292,-21.674617435427944,null,0.29435564138282239,0.17591778177429557,8.0442781774295619E-2,0,null,12.359362808963505,128.02351439766986,166.33212698515254,6.2266365487766198,-36.561916991215419,5.2778236439820967,5.3904421344525755,71.634832279295736,36.85586123092471,0.99512412453443044,1.0186799096463299,0.9768761660175691,null,8.085457403905183E-2,0.16578584929015666,0.25071712454126155,null,0,0,0,0,0,0,null,0.59763686181745979,0.27328432163349048,0,3.7242809360000004E-2,3.7242809360000004E-2,0,1.0962631036060983E-2,1.0962631036060983E-2,0]
[null,null,null,null,null,null,null,11,29,333,6,7974,28706400,327.45205479452056,11.42346832953994,-21.825476182840521,null,0,0,0,0,null,5.3537244721589996,0,0,90,90,-82.493680391701886,-99.694132917615008,112.63514427631658,90,0,0,0,null,0,0,0,null,0,0,0,0,0,0,null,0,0,0,0,0,0,0,0,0]
[null,null,null,null,null,null,null,11,30,334,3,7995,28782000,328.43835616438355,11.075486113728219,-21.969867570627773,null,0,0,0,0,null,2.3479247685621369,0,0,90,90,-122.23069737885552,-144.78112847156794,140.78396497255608,90,0,0,0,null,0,0,0,null,0,0,0,0,0,0,null,0,0,0,0,0,0,0,0,0]
[null,null,null,null,null,null,null,11,30,334,17,8009,28832400,328.43835616438355,11.075486113728219,-21.969867570627773,null,0,0,0,0,null,16.347924768562137,0,0,90,90,57.404557043261576,65.218871528432061,91.997265645566188,73.724804966259896,0,0,0,null,0,0,0,null,0,0,0,0,0,0,null,0,0,0,0,0,0,0,0,0]
[null,null,null,null,null,null,null,12,1,335,10,8026,28893600,329.42465753424659,10.71814245148356,-22.107748812505285,null,3.4323450255477082E-2,0,0,0,null,9.3419690408580589,0,34.323450255477084,-45.124831313031031,-42.691100473746395,-37.074660638897015,-39.870464387129118,80.124386005197422,53.747845137123221,1.3641282428095263,1.4181207828257758,0.96192669857876079,null,0.70214386434400777,1.4305088688502399,2.1588738733564719,null,0,0,0,0,0,0,null,0,0,0,0,0,0,0,0,0]
[null,null,null,null,null,null,null,12,2,336,3,8043,28954800,330.41095890410958,10.351767889413065,-22.239079051285341,null,0,0,0,0,null,2.3358627981568847,0,0,90,90,-122.19377154013353,-144.96205802764672,141.10024581701947,90,0,0,0,null,0,0,0,null,0,0,0,0,0,0,null,0,0,0,0,0,0,0,0,0]
[null,null,null,null,null,null,null,12,2,336,22,8062,29023200,330.41095890410958,10.351767889413065,-22.239079051285341,null,0,0,0,0,null,21.335862798156885,0,0,90,90,116.59120053590517,140.03794197235328,138.33102419094831,90,0,0,0,null,0,0,0,null,0,0,0,0,0,0,null,0,0,0,0,0,0,0,0,0]
[null,null,null,null,null,null,null,12,3,337,14,8078,29080800,331.39726027397262,9.9767025954099697,-22.363819370983869,null,0.47120025372727792,0.37690671845442653,0.29383171845442657,0.1920067184544266,null,13.329611709923499,301.03162150247078,170.16863222480714,22.996194628057822,-38.438104057900389,19.127038775062772,19.944175648852493,74.306155328157104,41.987742821327899,1.0567680008105536,1.0859543355366938,0.97312379188419917,null,3.7351423011301177E-2,9.0407421606899435E-2,0.14346342020249767,null,0,0,0,0,0,0,null,0.79988649299958403,0.62358140966641118,0.4074843273865395,1.6545013626542406E-2,3.7242809360000004E-2,3.7242809360000004E-2,7.7960146187480523E-3,1.7548821219948642E-2,1.7548821219948642E-2]
[null,null,null,null,null,null,null,12,4,338,7,8095,29142000,332.38356164383561,9.5932959833589191,-22.48193280835202,null,0,0,0,0,null,6.3232215997226486,0,0,90,90,-71.589223527407569,-85.151676004160265,103.984689524667,90,0,0,0,null,0,0,0,null,0,0,0,0,0,0,null,0,0,0,0,0,0,0,0,0]
[null,null,null,null,null,null,null,12,4,338,24,8112,29203200,332.38356164383561,9.5932959833589191,-22.48193280835202,null,0,0,0,0,null,23.32322159972265,0,0,90,90,160.01763252784173,169.84832399583976,151.53827158339942,90,0,0,0,null,0,0,0,null,0,0,0,0,0,0,null,0,0,0,0,0,0,0,0,0]
[null,null,null,null,null,null,null,12,5,339,18,8130,29268000,333.36986301369865,9.2019063271950099,-22.593384363829223,null,0,0,0,0,null,17.316698438786581,0,0,90,90,67.654565578645943,79.750476581798722,100.80145536273255,86.52058004584012,0,0,0,null,0,0,0,null,0,0,0,0,0,0,null,0,0,0,0,0,0,0,0,0]
[null,null,null,null,null,null,null,12,6,340,11,8147,29329200,334.35616438356163,8.8029003647663,-22.698141011914238,null,0.59734834615238208,0.51045003499576913,0.41025003499576923,0.29130003499576929,null,10.310048339412772,503.73432439802724,93.614021754354837,-29.173611330881965,-39.636359168241434,-24.030535457229501,-25.349274908808425,75.912584770839828,44.968775478378369,1.1261245432298692,1.1600833359705836,0.97072728166351707,null,3.8670903081578549E-2,8.0522529793243647E-2,0.12237415650490872,null,0,0,0,0,0,0,null,0.85452657278397248,0.68678525292361903,0.48765521302951659,1.707048227652877E-2,3.7242809360000004E-2,3.7242809360000004E-2,1.019702435590801E-2,2.2246930577264457E-2,2.2246930577264457E-2]
[null,null,null,null,null,null,null,12,7,341,4,8164,29390400,335.34246575342468,8.3966528919601302,-22.796171710951423,null,0,0,0,0,null,3.3032775481993353,0,0,90,90,-106.42141170593027,-130.45083677700998,132.99975516657832,90,0,0,0,null,0,0,0,null,0,0,0,0,0,0,null,0,0,0,0,0,0,0,0,0]
[null,null,null,null,null,null,null,12,7,341,18,8178,29440800,335.34246575342468,8.3966528919601302,-22.796171710951423,null,0,0,0,0,null,17.303277548199336,0,0,90,90,67.376836552490118,79.549163222990046,100.83611248772321,86.405098537291593,0,0,0,null,0,0,0,null,0,0,0,0,0,0,null,0,0,0,0,0,0,0,0,0]
[null,null,null,null,null,null,null,12,7,341,23,8183,29458800,335.34246575342468,8.3966528919601302,-22.796171710951423,null,0,0,0,0,null,22.303277548199333,0,0,90,90,134.23409326489721,154.54916322298999,146.43199271892598,90,0,0,0,null,0,0,0,null,0,0,0,0,0,0,null,0,0,0,0,0,0,0,0,0]
[null,null,null,null,null,null,null,12,8,342,16,8200,29520000,336.32876712328766,7.9835463475665174,-22.887447412328974,null,2.7829824531467907E-2,0,0,0,null,15.296392439126109,0,27.829824531467906,55.573494077247972,-47.796013882662749,44.65195551637624,49.445886586891632,84.861804014419107,61.330390086951901,1.457782415862098,1.54,0.94661195835201173,null,0.76177267937958459,1.6600895182706044,2.558406357161624,null,0,0,0,0,0,0,null,0,0,0,0,0,0,0,0,0]
[null,null,null,null,null,null,null,12,9,343,21,8229,29624400,337.3150684931507,7.5639703893612866,-22.971941069086689,null,0,0,0,0,null,20.289399506489353,0,0,90,90,100.78346058875071,124.34099259734029,129.29642006281256,90,0,0,0,null,0,0,0,null,0,0,0,0,0,0,null,0,0,0,0,0,0,0,0,0]
[null,null,null,null,null,null,null,12,10,344,3,8235,29646000,338.30136986301369,7.1383214619034643,-23.049627643930535,null,0,0,0,0,null,2.2823053576983909,0,0,90,90,-122.38514056508313,-145.76541963452414,142.19230687131747,90,0,0,0,null,0,0,0,null,0,0,0,0,0,0,null,0,0,0,0,0,0,0,0,0]
[null,null,null,null,null,null,null,12,10,344,20,8252,29707200,338.30136986301369,7.1383214619034643,-23.049627643930535,null,0,0,0,0,null,19.282305357698391,0,0,90,90,88.603454299263589,109.23458036547586,119.65059208347816,90,0,0,0,null,0,0,0,null,0,0,0,0,0,0,null,0,0,0,0,0,0,0,0,0]
[null,null,null,null,null,null,null,12,11,345,13,8269,29768400,339.28767123287673,6.7070023565494363,-23.120484116651774,null,0.16351141158579993,5.7012545192877392E-2,0,0,null,12.275116705942491,40.114512200134008,123.3968993856659,4.8096870264689917,-37.974247908696277,3.9681807231348341,4.1267505891373624,73.012712023261585,38.13489669814394,0.98810615283094649,1.0144290610794069,0.97405150418260744,null,0.15778715228363052,0.31068167969024924,0.46357620709686798,null,0,0,0,0,0,0,null,0.34867624614053921,0,0,3.7242809360000004E-2,0,0,6.0896243298744429E-3,0,0]
[null,null,null,null,null,null,null,12,12,346,15,8295,29862000,340.27397260273972,6.2704217641975752,-23.184489490948337,null,4.1744736797201858E-2,0,0,0,null,14.267840362736626,0,41.74473679720186,38.95525860708338,-42.125684331856093,31.59572850616107,34.01760544104939,78.983530080339904,50.499666627060904,1.2309927602769191,1.2774631032850006,0.96362294700443174,null,0.48149782564558652,1.0803757182395997,1.6792536108336125,null,0,0,0,0,0,0,null,0,0,0,0,0,0,0,0,0]
[null,null,null,null,null,null,null,12,12,346,24,8304,29894400,340.27397260273972,6.2704217641975752,-23.184489490948337,null,0,0,0,0,null,23.267840362736628,0,0,90,90,158.07776260451959,169.01760544104943,152.02673703155335,90,0,0,0,null,0,0,0,null,0,0,0,0,0,0,null,0,0,0,0,0,0,0,0,0]
[null,null,null,null,null,null,null,12,13,347,17,8321,29955600,341.26027397260276,5.828993821283488,-23.241624800646481,null,0,0,0,0,null,16.260483230354723,0,0,90,90,55.678022313384645,63.90724845532084,92.323998544816504,73.14658649380462,0,0,0,null,0,0,0,null,0,0,0,0,0,0,null,{"$f":"IF($R8323=0, 0, S8323/$R8323)","v":0},{"$f":"IF($R8323=0, 0, T8323/$R8323)","v":0},{"$f":"IF($R8323=0, 0, U8323/$R8323)","v":0},{"$f":"IF(AU8323=0,0,IF(AJ8323<0.08,2.10677665*AJ8323^2+0.23807711*AJ8323+0.00471327,2.10677665*0.08^2+0.23807711*0.08+0.00471327))","v":0},{"$f":"IF(AV8323=0,0,IF(AK8323<0.08,2.10677665*AK8323^2+0.23807711*AK8323+0.00471327,2.10677665*0.08^2+0.23807711*0.08+0.00471327))","v":0},{"$f":"IF(AW8323=0,0,IF(AL8323<0.08,2.10677665*AL8323^2+0.23807711*AL8323+0.00471327,2.10677665*0.08^2+0.23807711*0.08+0.00471327))","v":0},{"$f":"AX8323*$R8323","v":0},{"$f":"AY8323*$R8323","v":0},{"$f":"AZ8323*$R8323","v":0}]
[null,null,null,null,null,null,null,12,14,348,10,8338,30016800,342.24657534246575,5.3831376495557972,-23.291873115320836,null,1.6697894718880744E-2,0,0,0,null,9.2530522941592626,0,16.697894718880743,-46.85396054299747,-44.57795024603616,-37.69324289173074,-41.20421558761106,81.719047051561475,55.450599604986365,1.3974385939389684,1.4613490135749367,0.95626614926189146,null,1.2875874690771281,2.784782200562161,4.2819769320471934,null,0,0,0,0,0,0,null,0,0,0,0,0,0,0,0,0]
[null,null,null,null,null,null,null,12,14,348,17,8345,30042000,342.24657534246575,5.3831376495557972,-23.291873115320836,null,0,0,0,0,null,16.253052294159264,0,0,90,90,55.565367289413096,63.795784412388969,92.305557815989133,73.07487262074882,0,0,0,null,0,0,0,null,0,0,0,0,0,0,null,0,0,0,0,0,0,0,0,0]
[null,null,null,null,null,null,null,12,15,349,21,8373,30142800,343.23287671232879,4.9332768901681208,-23.335219545311332,null,0,0,0,0,null,20.245554614836134,0,0,90,90,99.895125842029046,123.68331922254201,129.14155291609563,90,0,0,0,null,0,0,0,null,0,0,0,0,0,0,null,0,0,0,0,0,0,0,0,0]
[null,null,null,null,null,null,null,12,16,350,14,8390,30204000,344.21917808219177,4.479839232631007,-23.371651246135265,null,5.7514970698367009E-2,3.1759762656772749E-3,0,0,null,13.237997320543851,0,57.514970698367009,21.557390851621559,-39.30761862826634,17.615734788354093,18.569959808157765,75.009594659669546,42.272356309877551,1.0381079097954558,1.0686886902194588,0.9713847627434673,null,0.25906298515115211,0.69373242332422602,1.1284018614973002,null,0,0,0,0,0,0,null,5.5219992762118343E-2,0,0,3.7242809360000004E-2,0,0,2.1420190890652688E-3,0,0]
[null,null,null,null,null,null,null,12,16,350,19,8395,30222000,344.21917808219177,4.479839232631007,-23.371651246135265,null,0,0,0,0,null,18.237997320543847,0,0,90,90,76.947921409513512,93.569959808157705,109.86995111340956,90,0,0,0,null,0,0,0,null,0,0,0,0,0,0,null,0,0,0,0,0,0,0,0,0]
[null,null,null,null,null,null,null,12,18,352,1,8425,30330000,346.1917808219178,3.5639613650603899,-23.423729330469026,null,0,0,0,0,null,0.2227326894176731,0,0,90,90,-173.11812224979539,-176.6590096587349,153.49420197733045,90,0,0,0,null,0,0,0,null,0,0,0,0,0,0,null,0,0,0,0,0,0,0,0,0]
[null,null,null,null,null,null,null,12,18,352,2,8426,30333600,346.1917808219178,3.5639613650603899,-23.423729330469026,null,0,0,0,0,null,1.2227326894176731,0,0,90,90,-144.75689477428404,-161.6590096587349,149.97522219480743,90,0,0,0,null,0,0,0,null,0,0,0,0,0,0,null,0,0,0,0,0,0,0,0,0]
[null,null,null,null,null,null,null,12,18,352,19,8443,30394800,346.1917808219178,3.5639613650603899,-23.423729330469026,null,0,0,0,0,null,18.222732689417672,0,0,90,90,76.74724343552856,93.340990341265083,109.76398686201162,90,0,0,0,null,0,0,0,null,0,0,0,0,0,0,null,0,0,0,0,0,0,0,0,0]
[null,null,null,null,null,null,null,12,19,353,13,8461,30459600,347.17808219178085,3.1023924754510959,-23.439360282118521,null,6.3080935604660576E-2,0,0,0,null,12.21503987459085,0,63.080935604660581,3.7672195939681572,-38.272532239156646,3.0896828574832838,3.2255981188627558,73.295491885594686,38.369263382040693,0.98445659104251371,1.0113016587819046,0.97345493552168672,null,0.28851823178499808,0.68483448423691862,1.0811507366888391,null,0,0,0,0,0,0,null,0,0,0,0,0,0,0,0,0]
[null,null,null,null,null,null,null,12,20,354,6,8478,30520800,348.16438356164383,2.6389883593182235,-23.4480456454536,null,0,0,0,0,null,5.207316472655303,0,0,90,90,-82.859503286957846,-101.89025291017046,115.20981469577484,90,0,0,0,null,0,0,0,null,0,0,0,0,0,0,null,0,0,0,0,0,0,0,0,0]
[null,null,null,null,null,null,null,12,20,354,23,8495,30582000,348.16438356164383,2.6389883593182235,-23.4480456454536,null,0,0,0,0,null,22.207316472655304,0,0,90,90,131.57854483234883,153.10974708982957,146.31063100829883,90,0,0,0,null,0,0,0,null,0,0,0,0,0,0,null,0,0,0,0,0,0,0,0,0]
[null,null,null,null,null,null,null,12,21,355,15,8511,30639600,349.15068493150687,2.1741897410377979,-23.449782846813658,null,1.7625555536596341E-2,0,0,0,null,14.199569829017298,0,17.625555536596341,37.876093899821285,-42.146845177163208,30.604742803155457,32.993547435259465,78.889302280183941,50.03803966937538,1.2184335912707431,1.2645131267978553,0.96355946446851037,null,1.5772552497581271,2.9956502585334208,4.4140452673087154,null,0,0,0,0,0,0,null,0,0,0,0,0,0,0,0,0]
[null,null,null,null,null,null,null,12,22,356,10,8530,30708000,350.13698630136986,1.7084384901935805,-23.444571371428445,null,0.2485748167530058,0.20381829564005011,0.11039329564005013,0,null,9.1918073081698921,150.19250707648706,98.38230967651873,-47.88690095814151,-45.114015402809137,-38.393982847947704,-42.122890377451618,82.222088094494239,56.201866489882796,1.4197410786525329,1.4871725239535378,0.95465795379157259,null,9.011371422334212E-2,0.19068705599046504,0.29126039775758794,null,0,0,0,0,0,0,null,0.81994748423197017,0.444104906048232,0,3.7242809360000004E-2,3.7242809360000004E-2,0,9.2576245120291299E-3,9.2576245120291299E-3,0]
[null,null,null,null,null,null,null,12,23,357,3,8547,30769200,351.1232876712329,1.2421771301754354,-23.432412763570589,null,0,0,0,0,null,2.1840362855029238,0,0,90,90,-123.82219529009726,-147.23945571745614,143.29881144012504,90,0,0,0,null,0,0,0,null,0,0,0,0,0,0,null,0,0,0,0,0,0,0,0,0]
[null,null,null,null,null,null,null,12,23,357,20,8564,30830400,351.1232876712329,1.2421771301754354,-23.432412763570589,null,0,0,0,0,null,19.184036285502923,0,0,90,90,87.18902138113711,107.76054428254385,118.97245227108496,90,0,0,0,null,0,0,0,null,0,0,0,0,0,0,null,0,0,0,0,0,0,0,0,0]
[null,null,null,null,null,null,null,12,24,358,10,8578,30880800,352.10958904109589,0.77584834614401821,-23.413310626097996,null,1.2987251448018355E-2,0,0,0,null,9.1762641391024005,0,12.987251448018355,-48.13130701437089,-45.168952162089823,-38.601893293240423,-42.356037913463993,82.287659822793401,56.349527254466835,1.4253280749582653,1.4932826753592723,0.95449314351373049,null,2.3330571615769626,4.2580218163434331,6.1829864711099036,null,0,0,0,0,0,0,null,0,0,0,0,0,0,0,0,0]
[null,null,null,null,null,null,null,12,25,359,7,8599,30956400,353.09589041095893,0.30989449293456284,-23.387270619386268,null,0,0,0,0,null,6.1684982415489085,0,0,90,90,-72.613040597799085,-87.472526376766368,106.08475843763189,90,0,0,0,null,0,0,0,null,0,0,0,0,0,0,null,0,0,0,0,0,0,0,0,0]
[null,null,null,null,null,null,null,12,25,359,24,8616,31017600,353.09589041095893,0.30989449293456284,-23.387270619386268,null,0,0,0,0,null,23.16849824154891,0,0,90,90,155.1635853829419,167.52747362323365,151.83979431457428,90,0,0,0,null,0,0,0,null,0,0,0,0,0,0,null,0,0,0,0,0,0,0,0,0]
[null,null,null,null,null,null,null,12,26,360,12,8628,31060800,354.08219178082192,-0.15524289652588941,-23.35430045965137,null,3.8961754344055063E-2,0,0,0,null,11.160745951724568,0,38.961754344055066,-14.657886998016021,-38.665952853398053,-12.014212807269157,-12.588810724131481,74.005245296462178,40.092020363951029,1.0109092932615868,1.0393157739960321,0.97266809429320389,null,0.72122009065250436,1.3628749755746612,2.004529860496818,null,0,0,0,0,0,0,null,0,0,0,0,0,0,0,0,0]
[null,null,null,null,null,null,null,12,26,360,22,8638,31096800,354.08219178082192,-0.15524289652588941,-23.35430045965137,null,0,0,0,0,null,21.160745951724572,0,0,90,90,112.73906564922189,137.41118927586857,137.65077469593905,90,0,0,0,null,0,0,0,null,0,0,0,0,0,0,null,0,0,0,0,0,0,0,0,0]
[null,null,null,null,null,null,null,12,26,360,23,8639,31100400,354.08219178082192,-0.15524289652588941,-23.35430045965137,null,0,0,0,0,null,22.160745951724572,0,0,90,90,130.69259066435941,152.41118927586857,145.89152542728343,90,0,0,0,null,0,0,0,null,0,0,0,0,0,0,null,0,0,0,0,0,0,0,0,0]
[null,null,null,null,null,null,null,12,26,360,24,8640,31104000,354.08219178082192,-0.15524289652588941,-23.35430045965137,null,0,0,0,0,null,23.160745951724572,0,0,90,90,154.9684784283337,167.41118927586857,151.7766640681015,90,0,0,0,null,0,0,0,null,0,0,0,0,0,0,null,0,0,0,0,0,0,0,0,0]
[null,null,null,null,null,null,null,12,27,361,1,8641,31107600,355.06849315068496,-0.61912360171565972,-23.314409916663202,null,0,0,0,0,null,0.15301460663807229,0,0,90,90,-175.27968845536276,-177.70478090042891,153.45338039712399,90,0,0,0,null,0,0,0,null,0,0,0,0,0,0,null,{"$f":"IF($R8643=0, 0, S8643/$R8643)","v":0},{"$f":"IF($R8643=0, 0, T8643/$R8643)","v":0},{"$f":"IF($R8643=0, 0, U8643/$R8643)","v":0},{"$f":"IF(AU8643=0,0,IF(AJ8643<0.08,2.10677665*AJ8643^2+0.23807711*AJ8643+0.00471327,2.10677665*0.08^2+0.23807711*0.08+0.00471327))","v":0},{"$f":"IF(AV8643=0,0,IF(AK8643<0.08,2.10677665*AK8643^2+0.23807711*AK8643+0.00471327,2.10677665*0.08^2+0.23807711*0.08+0.00471327))","v":0},{"$f":"IF(AW8643=0,0,IF(AL8643<0.08,2.10677665*AL8643^2+0.23807711*AL8643+0.00471327,2.10677665*0.08^2+0.23807711*0.08+0.00471327))","v":0},{"$f":"AX8643*$R8643","v":0},{"$f":"AY8643*$R8643","v":0},{"$f":"AZ8643*$R8643","v":0}]
[null,null,null,null,null,null,null,12,27,361,2,8642,31111200,355.06849315068496,-0.61912360171565972,-23.314409916663202,null,0,0,0,0,null,1.1530146066380724,0,0,90,90,-146.61279434031923,-162.70478090042891,150.25539555560394,90,0,0,0,null,0,0,0,null,0,0,0,0,0,0,null,0,0,0,0,0,0,0,0,0]
[null,null,null,null,null,null,null,12,27,361,3,8643,31114800,355.06849315068496,-0.61912360171565972,-23.314409916663202,null,0,0,0,0,null,2.1530146066380724,0,0,90,90,-124.51962484781657,-147.70478090042891,143.45133074855926,90,0,0,0,null,0,0,0,null,0,0,0,0,0,0,null,0,0,0,0,0,0,0,0,0]
[null,null,null,null,null,null,null,12,27,361,4,8644,31118400,355.06849315068496,-0.61912360171565972,-23.314409916663202,null,0,0,0,0,null,3.1530146066380724,0,0,90,90,-108.0762871018745,-132.70478090042891,134.77388677744361,90,0,0,0,null,0,0,0,null,0,0,0,0,0,0,null,0,0,0,0,0,0,0,0,0]
[null,null,null,null,null,null,null,12,27,361,5,8645,31122000,355.06849315068496,-0.61912360171565972,-23.314409916663202,null,0,0,0,0,null,4.153014606638072,0,0,90,90,-94.966086027956493,-117.70478090042891,125.30110045602095,90,0,0,0,null,0,0,0,null,0,0,0,0,0,0,null,0,0,0,0,0,0,0,0,0]
[null,null,null,null,null,null,null,12,27,361,6,8646,31125600,355.06849315068496,-0.61912360171565972,-23.314409916663202,null,0,0,0,0,null,5.153014606638072,0,0,90,90,-83.555401416125846,-102.70478090042891,115.63620209277458,90,0,0,0,null,0,0,0,null,0,0,0,0,0,0,null,0,0,0,0,0,0,0,0,0]
[null,null,null,null,null,null,null,12,27,361,7,8647,31129200,355.06849315068496,-0.61912360171565972,-23.314409916663202,null,0,0,0,0,null,6.153014606638072,0,0,90,90,-72.828475169643383,-87.704780900428915,106.17390050262125,90,0,0,0,null,0,0,0,null,0,0,0,0,0,0,null,0,0,0,0,0,0,0,0,0]
[null,null,null,null,null,null,null,12,27,361,8,8648,31132800,355.06849315068496,-0.61912360171565972,-23.314409916663202,null,0,0,0,0,null,7.153014606638072,0,0,90,90,-62.113575184222185,-72.704780900428915,97.242526096695372,80.626896411175693,0,0,0,null,0,0,0,null,0,0,0,0,0,0,null,0,0,0,0,0,0,0,0,0]
[null,null,null,null,null,null,null,12,27,361,9,8649,31136400,355.06849315068496,-0.61912360171565972,-23.314409916663202,null,9.2766081771559681E-4,0,0,0,null,8.153014606638072,0,0.92766081771559683,-64.319311410674217,-53.690590059903542,-50.928958158395496,-57.704780900428922,89.17461390901461,68.082058334251059,1.3406897989348512,1.4665717060185384,0.91416586958067503,null,31.261425993407482,58.210931160138074,85.160436326868663,null,0,0,0,0,0,0,null,0,0,0,0,0,0,0,0,0]
[null,null,null,null,null,null,null,12,27,361,10,8650,31140000,355.06849315068496,-0.61912360171565972,-23.314409916663202,null,1.6697894718880744E-2,0,0,0,null,9.153014606638072,0,16.697894718880743,-48.483410625872672,-45.189998577035894,-38.935886494000627,-42.704780900428922,82.339812781971276,56.539240966912999,1.4336352465035316,1.5020852656468169,0.95443000426889224,null,1.7127907728188776,3.2099855043039103,4.7071802357889423,null,0,0,0,0,0,0,null,0,0,0,0,0,0,0,0,0]
[null,null,null,null,null,null,null,12,27,361,11,8651,31143600,355.06849315068496,-0.61912360171565972,-23.314409916663202,null,3.5251111073192683E-2,0,0,0,null,10.153014606638072,0,35.251111073192682,-31.935323099453658,-40.755536475849453,-25.972033527574887,-27.704780900428922,77.143784184746139,46.765277519291303,1.154722588388418,1.1932238771934438,0.96773339057245156,null,0.79997478494926588,1.5091722893369131,2.2183697937245599,null,0,0,0,0,0,0,null,0,0,0,0,0,0,0,0,0]
[null,null,null,null,null,null,null,12,27,361,12,8652,31147200,355.06849315068496,-0.61912360171565972,-23.314409916663202,null,4.3600058432633051E-2,0,0,0,null,11.153014606638072,0,43.600058432633048,-14.788605075966016,-38.635014270192762,-12.129890022126666,-12.70478090042892,73.981443245428622,40.089346860690881,1.0112279099611545,1.0395772101519321,0.97272997145961448,null,0.63761382437030678,1.2110075513220213,1.7844012782737362,null,0,0,0,0,0,0,null,0,0,0,0,0,0,0,0,0]
[null,null,null,null,null,null,null,12,27,361,13,8653,31150800,355.06849315068496,-0.61912360171565972,-23.314409916663202,null,5.1021344974357834E-2,0,0,0,null,12.153014606638072,0,51.021344974357831,2.6787876863573206,-38.13112806804132,2.2023976775605658,2.2952190995710797,73.142881976180107,38.180482734592644,0.98156305389792953,1.0080363630590721,0.97373774386391732,null,0.54095006734673756,1.0309410703782029,1.5209320734096679,null,0,0,0,0,0,0,null,0,0,0,0,0,0,0,0,0]
[null,null,null,null,null,null,null,12,27,361,14,8654,31154400,355.06849315068496,-0.61912360171565972,-23.314409916663202,null,4.2672397614917458E-2,0,0,0,null,13.153014606638072,0,42.672397614917458,20.085824114560662,-39.09321978137109,16.441437048716946,17.295219099571078,74.712623392225524,41.700283206020501,1.0214050989192316,1.0510298893747281,0.97181356043725775,null,0.64444468876964445,1.2303034967420485,1.8161623047144526,null,0,0,0,0,0,0,null,0,0,0,0,0,0,0,0,0]
[null,null,null,null,null,null,null,12,27,361,15,8655,31158000,355.06849315068496,-0.61912360171565972,-23.314409916663202,null,2.6902163713752307E-2,0,0,0,null,14.153014606638072,0,26.902163713752309,37.071677245062567,-41.814047565306907,30.042712220898686,32.295219099571078,78.535175216185067,49.50131523177614,1.2103851952582956,1.2548601269407509,0.96455785730407928,null,1.0222226097725395,1.9515158913839392,2.8808091729953387,null,0,0,0,0,0,0,null,0,0,0,0,0,0,0,0,0]
[null,null,null,null,null,null,null,12,27,361,16,8656,31161600,355.06849315068496,-0.61912360171565972,-23.314409916663202,null,1.205959063030276E-2,0,0,0,null,15.153014606638072,0,12.059590630302759,53.40614603474188,-47.23335755033294,42.705918414260587,47.295219099571078,84.276622715342768,59.928594081818865,1.4603818881174617,1.54,0.94829992734900115,null,2.305219211184955,4.3782580701642306,6.4512969291435063,null,0,0,0,0,0,0,null,0,0,0,0,0,0,0,0,0]
[null,null,null,null,null,null,null,12,27,361,17,8657,31165200,355.06849315068496,-0.61912360171565972,-23.314409916663202,null,0,0,0,0,null,16.153014606638074,0,0,90,90,54.424840730420975,62.295219099571106,91.530650161339125,71.83890647688952,0,0,0,null,0,0,0,null,0,0,0,0,0,0,null,0,0,0,0,0,0,0,0,0]
[null,null,null,null,null,null,null,12,27,361,18,8658,31168800,355.06849315068496,-0.61912360171565972,-23.314409916663202,null,0,0,0,0,null,17.153014606638074,0,0,90,90,65.423111742220087,77.295219099571113,99.900024726634641,84.596465358323385,0,0,0,null,0,0,0,null,0,0,0,0,0,0,null,0,0,0,0,0,0,0,0,0]
[null,null,null,null,null,null,null,12,27,361,19,8659,31172400,355.06849315068496,-0.61912360171565972,-23.314409916663202,null,0,0,0,0,null,18.153014606638074,0,0,90,90,76.083510631650611,92.295219099571113,109.02807162499896,90,0,0,0,null,0,0,0,null,0,0,0,0,0,0,null,0,0,0,0,0,0,0,0,0]
[null,null,null,null,null,null,null,12,27,361,20,8660,31176000,355.06849315068496,-0.61912360171565972,-23.314409916663202,null,0,0,0,0,null,19.153014606638074,0,0,90,90,86.936606114141696,107.29521909957111,118.58848788761955,90,0,0,0,null,0,0,0,null,0,0,0,0,0,0,null,0,0,0,0,0,0,0,0,0]
[null,null,null,null,null,null,null,12,27,361,21,8661,31179600,355.06849315068496,-0.61912360171565972,-23.314409916663202,null,0,0,0,0,null,20.153014606638074,0,0,90,90,98.737205236701129,122.29521909957111,128.24243196001353,90,0,0,0,null,0,0,0,null,0,0,0,0,0,0,null,0,0,0,0,0,0,0,0,0]
[null,null,null,null,null,null,null,12,27,361,22,8662,31183200,355.06849315068496,-0.61912360171565972,-23.314409916663202,null,0,0,0,0,null,21.153014606638074,0,0,90,90,112.65722000459246,137.29521909957111,137.55135329957835,90,0,0,0,null,0,0,0,null,0,0,0,0,0,0,null,0,0,0,0,0,0,0,0,0]
[null,null,null,null,null,null,null,12,27,361,23,8663,31186800,355.06849315068496,-0.61912360171565972,-23.314409916663202,null,0,0,0,0,null,22.153014606638074,0,0,90,90,130.57006948237407,152.29521909957111,145.80097780313702,90,0,0,0,null,0,0,0,null,0,0,0,0,0,0,null,0,0,0,0,0,0,0,0,0]
[null,null,null,null,null,null,null,12,27,361,24,8664,31190400,355.06849315068496,-0.61912360171565972,-23.314409916663202,null,0,0,0,0,null,23.153014606638074,0,0,90,90,154.77896592468363,167.29521909957111,151.70680787078248,90,0,0,0,null,0,0,0,null,0,0,0,0,0,0,null,0,0,0,0,0,0,0,0,0]
[null,null,null,null,null,null,null,12,28,362,1,8665,31194000,356.05479452054794,-1.0813092033574969,-23.267610810850549,null,0,0,0,0,null,0.14531151327737499,0,0,90,90,-175.52250602647371,-177.82032730083938,153.41263542747171,90,0,0,0,null,0,0,0,null,0,0,0,0,0,0,null,0,0,0,0,0,0,0,0,0]
[null,null,null,null,null,null,null,12,28,362,2,8666,31197600,356.05479452054794,-1.0813092033574969,-23.267610810850549,null,0,0,0,0,null,1.145311513277375,0,0,90,90,-146.84653005689782,-162.82032730083938,150.25312780103698,90,0,0,0,null,0,0,0,null,0,0,0,0,0,0,null,0,0,0,0,0,0,0,0,0]
[null,null,null,null,null,null,null,12,28,362,3,8667,31201200,356.05479452054794,-1.0813092033574969,-23.267610810850549,null,0,0,0,0,null,2.1453115132773752,0,0,90,90,-124.71051780017174,-147.82032730083938,143.47453060101205,90,0,0,0,null,0,0,0,null,0,0,0,0,0,0,null,0,0,0,0,0,0,0,0,0]
[null,null,null,null,null,null,null,12,28,362,4,8668,31204800,356.05479452054794,-1.0813092033574969,-23.267610810850549,null,0,0,0,0,null,3.1453115132773752,0,0,90,90,-108.23164418886167,-132.82032730083938,134.80991783574171,90,0,0,0,null,0,0,0,null,0,0,0,0,0,0,null,0,0,0,0,0,0,0,0,0]
[null,null,null,null,null,null,null,12,28,362,5,8669,31208400,356.05479452054794,-1.0813092033574969,-23.267610810850549,null,0,0,0,0,null,4.1453115132773748,0,0,90,90,-95.099126924412985,-117.82032730083938,125.34197266481509,90,0,0,0,null,0,0,0,null,0,0,0,0,0,0,null,0,0,0,0,0,0,0,0,0]
[null,null,null,null,null,null,null,12,28,362,6,8670,31212000,356.05479452054794,-1.0813092033574969,-23.267610810850549,null,0,0,0,0,null,5.1453115132773748,0,0,90,90,-83.675929523702266,-102.82032730083938,115.67682382111609,90,0,0,0,null,0,0,0,null,0,0,0,0,0,0,null,0,0,0,0,0,0,0,0,0]
[null,null,null,null,null,null,null,12,28,362,7,8671,31215600,356.05479452054794,-1.0813092033574969,-23.267610810850549,null,0,0,0,0,null,6.1453115132773748,0,0,90,90,-72.943084927708611,-87.820327300839381,106.21050457591986,90,0,0,0,null,0,0,0,null,0,0,0,0,0,0,null,0,0,0,0,0,0,0,0,0]
[null,null,null,null,null,null,null,12,28,362,8,8672,31219200,356.05479452054794,-1.0813092033574969,-23.267610810850549,null,0,0,0,0,null,7.1453115132773748,0,0,90,90,-62.226713221932073,-72.820327300839381,97.271815156479391,80.709710971790031,0,0,0,null,0,0,0,null,0,0,0,0,0,0,null,0,0,0,0,0,0,0,0,0]
[null,null,null,null,null,null,null,12,28,362,9,8673,31222800,356.05479452054794,-1.0813092033574969,-23.267610810850549,null,9.2766081771559681E-4,0,0,0,null,8.1453115132773739,0,0.92766081771559683,-64.424923907700901,-53.717156828832131,-51.043436227175718,-57.820327300839395,89.193355157031746,68.153471268828895,1.3387760935384772,1.4647762935690847,0.91397990219817493,null,32.339406200076709,59.288911366807298,86.238416533537887,null,0,0,0,0,0,0,null,0,0,0,0,0,0,0,0,0]
[null,null,null,null,null,null,null,12,28,362,10,8674,31226400,356.05479452054794,-1.0813092033574969,-23.267610810850549,null,3.8961754344055063E-2,0,0,0,null,9.1453115132773739,0,38.961754344055066,-48.596425274824291,-45.180398139254834,-39.052813970755551,-42.820327300839395,82.344766721470634,56.5938259379068,1.4363752042032272,1.5049106318706074,0.9544588055822355,null,0.73661980789063608,1.3782746928127931,2.01992957773495,null,0,0,0,0,0,0,null,0,0,0,0,0,0,0,0,0]
[null,null,null,null,null,null,null,12,28,362,11,8675,31230000,356.05479452054794,-1.0813092033574969,-23.267610810850549,null,7.1429882964100952E-2,0,0,0,null,10.145311513277374,0,71.429882964100955,-32.056782674397255,-40.728772581024941,-26.090393357256183,-27.820327300839391,77.131996545758398,46.794074057881573,1.1562289972051303,1.194681392092767,0.9678136822569251,null,0.38639290524766978,0.73638647884157349,1.0863800524354772,null,0,0,0,0,0,0,null,0,0,0,0,0,0,0,0,0]
[null,null,null,null,null,null,null,12,28,362,12,8676,31233600,356.05479452054794,-1.0813092033574969,-23.267610810850549,null,0.11978097085864961,1.0786168072413005E-2,0,0,null,11.145311513277374,13.007409011966802,106.77356184668281,-14.91812942632099,-38.597079873540082,-12.246318178617264,-12.820327300839391,73.950907571467354,40.080399493031429,1.011558785518597,1.039836258852642,0.97280584025291983,null,0.22040228769855227,0.4291165752918783,0.63783086288520441,null,0,0,0,0,0,0,null,9.004909540382236E-2,0,0,3.7242809360000004E-2,0,0,4.4609798626444033E-3,0,0]
[null,null,null,null,null,null,null,12,28,362,13,8677,31237200,356.05479452054794,-1.0813092033574969,-23.267610810850549,null,0.1206926327367682,1.7312102026352156E-2,0,0,null,12.145311513277374,11.012975043678694,109.6796576930895,2.5432204543556267,-38.082663990014055,2.0928140811749247,2.1796726991606086,73.093304265502738,38.127286636559234,0.98126470079109751,1.0076296613630669,0.97383467201997187,null,0.21210905271934744,0.41924679951558513,0.62638454631182283,null,0,0,0,0,0,0,null,0.14343959224180666,0,0,3.7242809360000004E-2,0,0,4.4949327121719534E-3,0,0]
[null,null,null,null,null,null,null,12,28,362,14,8678,31240800,356.05479452054794,-1.0813092033574969,-23.267610810850549,null,9.3463619939467849E-2,0,0,0,null,13.145311513277374,2.990621819765896,90.472998119701955,19.947360561493102,-39.03151607035467,16.34320474816375,17.179672699160609,74.645706286132778,41.612307733614848,1.0204314918197508,1.0498947211229863,0.97193696785929062,null,0.27176349489192081,0.53924724970680349,0.80673100452168633,null,0,0,0,0,0,0,null,0,0,0,0,0,0,0,0,0]
[null,null,null,null,null,null,null,12,28,362,15,8679,31244400,356.05479452054794,-1.0813092033574969,-23.267610810850549,null,6.6450139122918431E-2,0,0,0,null,14.145311513277374,0.65084165331470289,65.799297469603729,36.933526949008296,-41.732502087166324,29.958092220640268,32.179672699160605,78.454069493586459,49.394910978419055,1.2090927267637219,1.2532023233880996,0.96480249373850102,null,0.38224148715498513,0.75846342333115158,1.1346853595073181,null,0,0,0,0,0,0,null,0,0,0,0,0,0,0,0,0]
[null,null,null,null,null,null,null,12,28,362,16,8680,31248000,356.05479452054794,-1.0813092033574969,-23.267610810850549,null,3.0612806984614695E-2,0,0,0,null,15.145311513277374,0,30.612806984614696,53.270659383525413,-47.118579558618251,42.634527643509053,47.179672699160605,84.184923951875817,59.81475425565705,1.4609121624391836,1.54,0.94864426132414525,null,0.84931773858787307,1.6659694103069818,2.4826210820260903,null,0,0,0,0,0,0,null,0,0,0,0,0,0,0,0,0]
[null,null,null,null,null,null,null,12,28,362,17,8681,31251600,356.05479452054794,-1.0813092033574969,-23.267610810850549,null,9.2766081771559681E-4,0,0,0,null,16.145311513277374,0,0.92766081771559683,90,90,54.364457005912342,62.179672699160605,91.431604479087554,71.722983579258042,0,0,0,null,28.889869538735191,55.839374705465779,82.788879872196361,null,0,0,0,0,0,0,null,0,0,0,0,0,0,0,0,0]
[null,null,null,null,null,null,null,12,28,362,18,8682,31255200,356.05479452054794,-1.0813092033574969,-23.267610810850549,null,0,0,0,0,null,17.145311513277374,0,0,90,90,65.370596344197963,77.179672699160605,99.796214245895598,84.480934064337461,0,0,0,null,0,0,0,null,0,0,0,0,0,0,null,0,0,0,0,0,0,0,0,0]
[null,null,null,null,null,null,null,12,28,362,19,8683,31258800,356.05479452054794,-1.0813092033574969,-23.267610810850549,null,0,0,0,0,null,18.145311513277374,0,0,90,90,76.035186873281376,92.179672699160605,108.92146250742512,90,0,0,0,null,0,0,0,null,0,0,0,0,0,0,null,0,0,0,0,0,0,0,0,0]
[null,null,null,null,null,null,null,12,28,362,20,8684,31262400,356.05479452054794,-1.0813092033574969,-23.267610810850549,null,0,0,0,0,null,19.145311513277374,0,0,90,90,86.887916216230238,107.17967269916061,118.48067293835997,90,0,0,0,null,0,0,0,null,0,0,0,0,0,0,null,0,0,0,0,0,0,0,0,0]
[null,null,null,null,null,null,null,12,28,362,21,8685,31266000,356.05479452054794,-1.0813092033574969,-23.267610810850549,null,0,0,0,0,null,20.145311513277374,0,0,90,90,98.681427624523053,122.17967269916061,128.13504545942399,90,0,0,0,null,0,0,0,null,0,0,0,0,0,0,null,0,0,0,0,0,0,0,0,0]
[null,null,null,null,null,null,null,12,28,362,22,8686,31269600,356.05479452054794,-1.0813092033574969,-23.267610810850549,null,0,0,0,0,null,21.145311513277374,0,0,90,90,112.58259652666767,137.17967269916062,137.44689248548141,90,0,0,0,null,0,0,0,null,0,0,0,0,0,0,null,0,0,0,0,0,0,0,0,0]
[null,null,null,null,null,null,null,12,28,362,23,8687,31273200,356.05479452054794,-1.0813092033574969,-23.267610810850549,null,0,0,0,0,null,22.145311513277374,0,0,90,90,130.45508018238621,152.17967269916062,145.70471673656692,90,0,0,0,null,0,0,0,null,0,0,0,0,0,0,null,0,0,0,0,0,0,0,0,0]
[null,null,null,null,null,null,null,12,28,362,24,8688,31276800,356.05479452054794,-1.0813092033574969,-23.267610810850549,null,0,0,0,0,null,23.145311513277374,0,0,90,90,154.59529381359391,167.17967269916062,151.63028343581217,90,0,0,0,null,0,0,0,null,0,0,0,0,0,0,null,0,0,0,0,0,0,0,0,0]
[null,null,null,null,null,null,null,12,29,363,1,8689,31280400,357.04109589041099,-1.5413635700310249,-23.213917009798465,null,0,0,0,0,null,0.13764394049948286,0,0,90,90,-175.76449451346099,-177.93534089250775,153.36465721619822,90,0,0,0,null,0,0,0,null,0,0,0,0,0,0,null,0,0,0,0,0,0,0,0,0]
[null,null,null,null,null,null,null,12,29,363,2,8690,31284000,357.04109589041099,-1.5413635700310249,-23.213917009798465,null,0,0,0,0,null,1.1376439404994829,0,0,90,90,-147.08469516735741,-162.93534089250775,150.24399629231698,90,0,0,0,null,0,0,0,null,0,0,0,0,0,0,null,0,0,0,0,0,0,0,0,0]
[null,null,null,null,null,null,null,12,29,363,3,8691,31287600,357.04109589041099,-1.5413635700310249,-23.213917009798465,null,0,0,0,0,null,2.1376439404994829,0,0,90,90,-124.90764163929296,-147.93534089250775,143.49161984223758,90,0,0,0,null,0,0,0,null,0,0,0,0,0,0,null,0,0,0,0,0,0,0,0,0]
[null,null,null,null,null,null,null,12,29,363,4,8692,31291200,357.04109589041099,-1.5413635700310249,-23.213917009798465,null,0,0,0,0,null,3.1376439404994829,0,0,90,90,-108.39315982535469,-132.93534089250775,134.84038417717159,90,0,0,0,null,0,0,0,null,0,0,0,0,0,0,null,0,0,0,0,0,0,0,0,0]
[null,null,null,null,null,null,null,12,29,363,5,8693,31294800,357.04109589041099,-1.5413635700310249,-23.213917009798465,null,0,0,0,0,null,4.1376439404994834,0,0,90,90,-95.237780358574952,-117.93534089250775,125.37754127530943,90,0,0,0,null,0,0,0,null,0,0,0,0,0,0,null,0,0,0,0,0,0,0,0,0]
[null,null,null,null,null,null,null,12,29,363,6,8694,31298400,357.04109589041099,-1.5413635700310249,-23.213917009798465,null,0,0,0,0,null,5.1376439404994825,0,0,90,90,-83.801487691953511,-102.93534089250777,115.71218142654631,90,0,0,0,null,0,0,0,null,0,0,0,0,0,0,null,0,0,0,0,0,0,0,0,0]
[null,null,null,null,null,null,null,12,29,363,7,8695,31302000,357.04109589041099,-1.5413635700310249,-23.213917009798465,null,0,0,0,0,null,6.1376439404994825,0,0,90,90,-73.062182815298641,-87.935340892507767,106.24172417664153,90,0,0,0,null,0,0,0,null,0,0,0,0,0,0,null,0,0,0,0,0,0,0,0,0]
[null,null,null,null,null,null,null,12,29,363,8,8696,31305600,357.04109589041099,-1.5413635700310249,-23.213917009798465,null,0,0,0,0,null,7.1376439404994825,0,0,90,90,-62.343809511661597,-72.935340892507767,97.295485924636608,80.789764501942443,0,0,0,null,0,0,0,null,0,0,0,0,0,0,null,0,0,0,0,0,0,0,0,0]
[null,null,null,null,null,null,null,12,29,363,9,8697,31309200,357.04109589041099,-1.5413635700310249,-23.213917009798465,null,3.7106432708623872E-3,0,0,0,null,8.1376439404994834,0,3.7106432708623873,-64.527933821798257,-53.734313978503714,-51.161291633725675,-57.935340892507753,89.206171757481599,68.221370987213049,1.336999851300567,1.4630251250294297,0.91385980215047391,null,7.5458614466845653,14.283237738367212,21.02061403004986,null,0,0,0,0,0,0,null,0,0,0,0,0,0,0,0,0]
[null,null,null,null,null,null,null,12,29,363,10,8698,31312800,357.04109589041099,-1.5413635700310249,-23.213917009798465,null,0.20438292624163182,0.1503960952719878,5.1246095271987778E-2,0,null,9.1376439404994834,138.55948848850807,65.823437753123756,-48.707067484796639,-45.162384394022311,-39.172411729441663,-42.935340892507753,82.343464658558247,56.644015136254268,1.4390967667038612,1.5076766871199161,0.95451284681793303,null,0.1257443587514554,0.24806377387933032,0.37038318900720524,null,0,0,0,0,0,0,null,0.73585449644742795,0.25073569605027601,0,3.7242809360000004E-2,3.7242809360000004E-2,0,7.6117943584560355E-3,7.6117943584560355E-3,0]
[null,null,null,null,null,null,null,12,29,363,11,8699,31316400,357.04109589041099,-1.5413635700310249,-23.213917009798465,null,0.38983122543758852,0.30894874871510575,0.21117374871510575,9.4648748715105757E-2,null,10.137643940499483,289.46932534961792,100.36190008797058,-32.17629603872993,-40.694478582728664,-26.210526556089128,-27.93534089250775,77.113658984775213,46.817482476637451,1.1577400559898499,1.1961155524647591,0.96791656425181394,null,5.951293402409677E-2,0.12364325086040796,0.18777356769671913,null,0,0,0,0,0,0,null,0.79251924565126464,0.54170557650445161,0.2427941697304053,2.6343696370575605E-2,3.7242809360000004E-2,3.7242809360000004E-2,1.0269595438697241E-2,1.4518410011547293E-2,1.4518410011547293E-2]
[null,null,null,null,null,null,null,12,29,363,12,8700,31320000,357.04109589041099,-1.5413635700310249,-23.213917009798465,null,0.41485340252462988,0.29400220394502413,0.19382720394502412,7.4902203945024073E-2,null,11.137643940499483,286.22696863560554,128.62643388902433,-15.046321999921261,-38.552146228143556,-12.363420775830738,-12.93534089250775,73.913639610808744,40.065176300393709,1.011901668795238,1.0400926439998426,0.97289570754371291,null,5.158448712188031E-2,0.11184673843248816,0.17210898974309602,null,0,0,0,0,0,0,null,0.70868938800030501,0.46721854699869936,0.18055101751413771,2.2600402559146235E-2,3.7242809360000004E-2,3.7242809360000004E-2,9.3758539000881689E-3,1.5450306182572135E-2,1.5450306182572135E-2]
[null,null,null,null,null,null,null,12,29,363,13,8701,31323600,357.04109589041099,-1.5413635700310249,-23.213917009798465,null,0.41005003113656979,0.28593680826512646,0.18716180826512641,6.9636808265126415E-2,null,12.137643940499483,273.18766841363458,136.86236272293519,2.4082475282312981,-38.027398805676079,1.9837797037984957,2.0646591074922505,73.036986811146079,38.067551184954844,0.98098170576750332,1.0072247425846939,0.97394520238864779,null,4.9262281346522468E-2,0.11023045132984237,0.17119862131316227,null,0,0,0,0,0,0,null,0.69732175723184708,0.45643651762775006,0.16982515053616332,2.1554158925198109E-2,3.7242809360000004E-2,3.7242809360000004E-2,8.8382835384000578E-3,1.5271415137681335E-2,1.5271415137681335E-2]
[null,null,null,null,null,null,null,12,29,363,14,8702,31327200,357.04109589041099,-1.5413635700310249,-23.213917009798465,null,0.4254405037304263,0.31119499082174779,0.20986999082174781,8.9794990821747883E-2,null,13.137643940499483,303.98929591577905,121.45120781464726,19.808744732294883,-38.962903612801483,16.246719677905208,17.06465910749225,74.572236316015903,41.518467405133407,1.0203060737931802,1.0496174894645898,0.97207419277439699,null,4.6069896561657026E-2,0.10483251972703589,0.16359514289241472,null,0,0,0,0,0,0,null,0.73146535906447596,0.49330044737519546,0.21106356831188097,2.0152955108366677E-2,3.7242809360000004E-2,3.7242809360000004E-2,8.5738833729601862E-3,1.5844599574454638E-2,1.5844599574454638E-2]
[null,null,null,null,null,null,null,12,29,363,15,8703,31330800,357.04109589041099,-1.5413635700310249,-23.213917009798465,null,0.29171261430966516,0.22098237242264368,0.11783237242264365,0,null,14.137643940499483,190.4752861223466,101.23732818731858,36.794584951935505,-41.643642695928968,29.876252628112926,32.064659107492247,78.366753628041991,49.283808427779121,1.2078177396604062,1.251535019423226,0.96506907191221303,null,6.7532218469948044E-2,0.15323300333028819,0.23893378819062835,null,0,0,0,0,0,0,null,0.75753451027682206,0.4039330719430585,0,3.0399312114898318E-2,3.7242809360000004E-2,0,8.8678628102524647E-3,1.0864197282642069E-2,0]
[null,null,null,null,null,null,null,12,29,363,16,8704,31334400,357.04109589041099,-1.5413635700310249,-23.213917009798465,null,0.1290082738504422,7.1035106371863721E-2,0,0,null,15.137643940499483,76.694245353467551,52.314028496974657,53.133920130915371,-46.995833557035098,42.566733404600498,47.064659107492247,84.087438739369375,59.697360135995787,1.4614792489664978,1.54,0.94901249932889464,null,0.16122996904921927,0.35501598954106933,0.5488020100329194,null,0,0,0,0,0,0,null,0.55062442316074933,0,0,3.7242809360000004E-2,0,0,4.8046305488746921E-3,0,0]
[null,null,null,null,null,null,null,12,29,363,17,8705,31338000,357.04109589041099,-1.5413635700310249,-23.213917009798465,null,0,0,0,0,null,16.137643940499483,0,0,90,90,54.308305056308811,62.064659107492247,91.327200267855659,71.604468050388419,0,0,0,null,0,0,0,null,0,0,0,0,0,0,null,{"$f":"IF($R8707=0, 0, S8707/$R8707)","v":0},{"$f":"IF($R8707=0, 0, T8707/$R8707)","v":0},{"$f":"IF($R8707=0, 0, U8707/$R8707)","v":0},{"$f":"IF(AU8707=0,0,IF(AJ8707<0.08,2.10677665*AJ8707^2+0.23807711*AJ8707+0.00471327,2.10677665*0.08^2+0.23807711*0.08+0.00471327))","v":0},{"$f":"IF(AV8707=0,0,IF(AK8707<0.08,2.10677665*AK8707^2+0.23807711*AK8707+0.00471327,2.10677665*0.08^2+0.23807711*0.08+0.00471327))","v":0},{"$f":"IF(AW8707=0,0,IF(AL8707<0.08,2.10677665*AL8707^2+0.23807711*AL8707+0.00471327,2.10677665*0.08^2+0.23807711*0.08+0.00471327))","v":0},{"$f":"AX8707*$R8707","v":0},{"$f":"AY8707*$R8707","v":0},{"$f":"AZ8707*$R8707","v":0}]
[null,null,null,null,null,null,null,12,29,363,18,8706,31341600,357.04109589041099,-1.5413635700310249,-23.213917009798465,null,0,0,0,0,null,17.137643940499483,0,0,90,90,65.322846990568493,77.064659107492247,99.687417496319156,84.36360553659064,0,0,0,null,0,0,0,null,0,0,0,0,0,0,null,0,0,0,0,0,0,0,0,0]
[null,null,null,null,null,null,null,12,29,363,19,8707,31345200,357.04109589041099,-1.5413635700310249,-23.213917009798465,null,0,0,0,0,null,18.137643940499483,0,0,90,90,75.992148269749265,92.064659107492247,108.81013953097616,90,0,0,0,null,0,0,0,null,0,0,0,0,0,0,null,0,0,0,0,0,0,0,0,0]
[null,null,null,null,null,null,null,12,29,363,20,8708,31348800,357.04109589041099,-1.5413635700310249,-23.213917009798465,null,0,0,0,0,null,19.137643940499483,0,0,90,90,86.845089576402316,107.06465910749225,118.36827676324032,90,0,0,0,null,0,0,0,null,0,0,0,0,0,0,null,0,0,0,0,0,0,0,0,0]
[null,null,null,null,null,null,null,12,29,363,21,8709,31352400,357.04109589041099,-1.5413635700310249,-23.213917009798465,null,0,0,0,0,null,20.137643940499483,0,0,90,90,98.63219620088249,122.06465910749225,128.02302021416097,90,0,0,0,null,0,0,0,null,0,0,0,0,0,0,null,0,0,0,0,0,0,0,0,0]
[null,null,null,null,null,null,null,12,29,363,22,8710,31356000,357.04109589041099,-1.5413635700310249,-23.213917009798465,null,0,0,0,0,null,21.137643940499483,0,0,90,90,112.51525543615644,137.06465910749225,137.3374705502678,90,0,0,0,null,0,0,0,null,0,0,0,0,0,0,null,0,0,0,0,0,0,0,0,0]
[null,null,null,null,null,null,null,12,29,363,23,8711,31359600,357.04109589041099,-1.5413635700310249,-23.213917009798465,null,0,0,0,0,null,22.137643940499483,0,0,90,90,130.34773038042354,152.06465910749225,145.60281861784898,90,0,0,0,null,0,0,0,null,0,0,0,0,0,0,null,0,0,0,0,0,0,0,0,0]
[null,null,null,null,null,null,null,12,29,363,24,8712,31363200,357.04109589041099,-1.5413635700310249,-23.213917009798465,null,0,0,0,0,null,23.137643940499483,0,0,90,90,154.41769546847121,167.06465910749225,151.5471505298656,90,0,0,0,null,0,0,0,null,0,0,0,0,0,0,null,0,0,0,0,0,0,0,0,0]
[null,null,null,null,null,null,null,12,30,364,1,8713,31366800,358.02739726027397,-1.9988533419903853,-23.153344424139025,null,0,0,0,0,null,0.13001911096682686,0,0,90,90,-176.00529090275552,-178.04971333549759,153.30945905171777,90,0,0,0,null,0,0,0,null,0,0,0,0,0,0,null,0,0,0,0,0,0,0,0,0]
[null,null,null,null,null,null,null,12,30,364,2,8714,31370400,358.02739726027397,-1.9988533419903853,-23.153344424139025,null,0,0,0,0,null,1.1300191109668269,0,0,90,90,-147.32697129951305,-163.04971333549759,150.22795901167723,90,0,0,0,null,0,0,0,null,0,0,0,0,0,0,null,0,0,0,0,0,0,0,0,0]
[null,null,null,null,null,null,null,12,30,364,3,8715,31374000,358.02739726027397,-1.9988533419903853,-23.153344424139025,null,0,0,0,0,null,2.1300191109668272,0,0,90,90,-125.11079014429723,-148.04971333549759,143.50253193454824,90,0,0,0,null,0,0,0,null,0,0,0,0,0,0,null,0,0,0,0,0,0,0,0,0]
[null,null,null,null,null,null,null,12,30,364,4,8716,31377600,358.02739726027397,-1.9988533419903853,-23.153344424139025,null,0,0,0,0,null,3.1300191109668272,0,0,90,90,-108.56069530278562,-133.04971333549759,134.86521505895112,90,0,0,0,null,0,0,0,null,0,0,0,0,0,0,null,0,0,0,0,0,0,0,0,0]
[null,null,null,null,null,null,null,12,30,364,5,8717,31381200,358.02739726027397,-1.9988533419903853,-23.153344424139025,null,0,0,0,0,null,4.1300191109668267,0,0,90,90,-95.381940405509908,-118.0497133354976,125.40773887667697,90,0,0,0,null,0,0,0,null,0,0,0,0,0,0,null,0,0,0,0,0,0,0,0,0]
[null,null,null,null,null,null,null,12,30,364,6,8718,31384800,358.02739726027397,-1.9988533419903853,-23.153344424139025,null,0,0,0,0,null,5.1300191109668267,0,0,90,90,-83.931985748780761,-103.0497133354976,115.74221376038886,90,0,0,0,null,0,0,0,null,0,0,0,0,0,0,null,0,0,0,0,0,0,0,0,0]
[null,null,null,null,null,null,null,12,30,364,7,8719,31388400,358.02739726027397,-1.9988533419903853,-23.153344424139025,null,0,0,0,0,null,6.1300191109668267,0,0,90,90,-73.185686185241721,-88.0497133354976,106.26750605925642,90,0,0,0,null,0,0,0,null,0,0,0,0,0,0,null,0,0,0,0,0,0,0,0,0]
[null,null,null,null,null,null,null,12,30,364,8,8720,31392000,358.02739726027397,-1.9988533419903853,-23.153344424139025,null,0,0,0,0,null,7.1300191109668267,0,0,90,90,-62.464784792056008,-73.0497133354976,97.3134943865591,80.866987820254295,0,0,0,null,0,0,0,null,0,0,0,0,0,0,null,0,0,0,0,0,0,0,0,0]
[null,null,null,null,null,null,null,12,30,364,9,8721,31395600,358.02739726027397,-1.9988533419903853,-23.153344424139025,null,9.2766081771559681E-4,0,0,0,null,8.1300191109668276,0,0.92766081771559683,-64.628237121521565,-53.741941089833539,-51.282446497287431,-58.049713335497586,89.213030152009125,68.285701669530624,1.335363558138043,1.4613199689341334,0.91380641237116511,null,24.470150691391375,51.41965585812197,78.369161024852559,null,0,0,0,0,0,0,null,0,0,0,0,0,0,0,0,0]
[null,null,null,null,null,null,null,12,30,364,10,8722,31399200,358.02739726027397,-1.9988533419903853,-23.153344424139025,null,1.1131929812587163E-2,0,0,0,null,9.1300191109668276,0,11.131929812587163,-48.815223336753604,-45.135894492346623,-39.294602511208652,-43.049713335497586,82.335884550626517,56.689769683096877,1.4417976999570905,1.5103805834188402,0.95459231652296006,null,2.0122297191158838,4.2580218163434322,6.5038139135709816,null,0,0,0,0,0,0,null,0,0,0,0,0,0,0,0,0]
[null,null,null,null,null,null,null,12,30,364,11,8723,31402800,358.02739726027397,-1.9988533419903853,-23.153344424139025,null,2.1336198807458729E-2,0,0,0,null,10.130019110966828,0,21.336198807458729,-32.293737821938258,-40.652628649718991,-26.332356336757645,-28.049713335497586,77.088761735516627,46.835483752314715,1.159254491162216,1.197524853863259,0.96804211405084295,null,1.0357983724952105,2.2075159884400186,3.3792336043848263,null,0,0,0,0,0,0,null,0,0,0,0,0,0,0,0,0]
[null,null,null,null,null,null,null,12,30,364,12,8724,31406400,358.02739726027397,-1.9988533419903853,-23.153344424139025,null,2.597450289603671E-2,0,0,0,null,11.130019110966828,0,25.974502896036711,-15.173046593299159,-38.500211570974763,-12.481121401750471,-13.049713335497586,73.869642303661365,40.04367670696152,1.0122563084564862,1.0403460931865984,0.9729995768580505,null,0.84313451878771406,1.8056168461709494,2.7680991735541851,null,0,0,0,0,0,0,null,0,0,0,0,0,0,0,0,0]
[null,null,null,null,null,null,null,12,30,364,13,8725,31410000,358.02739726027397,-1.9988533419903853,-23.153344424139025,null,2.8757485349183504E-2,0,0,0,null,12.130019110966828,0,28.757485349183504,2.2740124072291419,-37.965349145313517,1.875370625426944,1.9502866645024142,72.973945457997672,38.001291103717342,0.98071443874213726,1.0068220372216874,0.97406930170937289,null,0.75458614466845642,1.6239250210146046,2.4932638973607526,null,0,0,0,0,0,0,null,0,0,0,0,0,0,0,0,0]
[null,null,null,null,null,null,null,12,30,364,14,8726,31413600,358.02739726027397,-1.9988533419903853,-23.153344424139025,null,2.597450289603671E-2,0,0,0,null,13.130019110966828,0,25.974502896036711,19.670121804924573,-38.887416254750526,16.152056836057426,16.950286664502414,74.492242161642153,41.418797927112358,1.0201949940981065,1.0493402436098491,0.97222516749049892,null,0.8354346601686482,1.7979169875518837,2.7603993149351189,null,0,0,0,0,0,0,null,0,0,0,0,0,0,0,0,0]
[null,null,null,null,null,null,null,12,30,364,15,8727,31417200,358.02739726027397,-1.9988533419903853,-23.153344424139025,null,1.6697894718880744E-2,0,0,0,null,14.130019110966828,0,16.697894718880743,36.654992587254242,-41.547522164509196,29.797265458611733,31.950286664502414,78.273268481875562,49.168066267073314,1.206561555971009,1.249859911047051,0.96535743350647241,null,1.2995650269290084,2.7967597584140411,4.2939544898990736,null,0,0,0,0,0,0,null,0,0,0,0,0,0,0,0,0]
[null,null,null,null,null,null,null,12,30,364,16,8728,31420800,358.02739726027397,-1.9988533419903853,-23.153344424139025,null,8.3489473594403722E-3,0,0,0,null,15.130019110966828,0,8.3489473594403716,52.996062179516791,-46.865193037116768,42.502602522330548,46.950286664502414,83.984218682164041,59.576486106637816,1.4620828081685204,1.54,0.94940442088864962,null,2.6230851695617772,5.6174746325318425,8.6118640955019092,null,0,0,0,0,0,0,null,0,0,0,0,0,0,0,0,0]
[null,null,null,null,null,null,null,12,30,364,17,8729,31424400,358.02739726027397,-1.9988533419903853,-23.153344424139025,null,0,0,0,0,null,16.130019110966828,0,0,90,90,54.256445093976197,61.950286664502414,91.217497868135922,71.483442193314644,0,0,0,null,0,0,0,null,0,0,0,0,0,0,null,0,0,0,0,0,0,0,0,0]
[null,null,null,null,null,null,null,12,30,364,18,8730,31428000,358.02739726027397,-1.9988533419903853,-23.153344424139025,null,0,0,0,0,null,17.130019110966828,0,0,90,90,65.279917024491255,76.950286664502414,99.573701427026563,84.244564664815201,0,0,0,null,0,0,0,null,0,0,0,0,0,0,null,0,0,0,0,0,0,0,0,0]
[null,null,null,null,null,null,null,12,30,364,19,8731,31431600,358.02739726027397,-1.9988533419903853,-23.153344424139025,null,0,0,0,0,null,18.130019110966828,0,0,90,90,75.954442068852686,91.950286664502414,108.69417435671882,90,0,0,0,null,0,0,0,null,0,0,0,0,0,0,null,0,0,0,0,0,0,0,0,0]
[null,null,null,null,null,null,null,12,30,364,20,8732,31435200,358.02739726027397,-1.9988533419903853,-23.153344424139025,null,0,0,0,0,null,19.130019110966828,0,0,90,90,86.808169185578976,106.95028666450241,118.25137424310621,90,0,0,0,null,0,0,0,null,0,0,0,0,0,0,null,0,0,0,0,0,0,0,0,0]
[null,null,null,null,null,null,null,12,30,364,21,8733,31438800,358.02739726027397,-1.9988533419903853,-23.153344424139025,null,0,0,0,0,null,20.130019110966828,0,0,90,90,98.589553723533612,121.95028666450241,127.90643326422189,90,0,0,0,null,0,0,0,null,0,0,0,0,0,0,null,0,0,0,0,0,0,0,0,0]
[null,null,null,null,null,null,null,12,30,364,22,8734,31442400,358.02739726027397,-1.9988533419903853,-23.153344424139025,null,0,0,0,0,null,21.130019110966828,0,0,90,90,112.45525012776329,136.95028666450241,137.2231657819294,90,0,0,0,null,0,0,0,null,0,0,0,0,0,0,null,0,0,0,0,0,0,0,0,0]
[null,null,null,null,null,null,null,12,30,364,23,8735,31446000,358.02739726027397,-1.9988533419903853,-23.153344424139025,null,0,0,0,0,null,22.130019110966828,0,0,90,90,130.24811730490222,151.95028666450241,145.49536023041861,90,0,0,0,null,0,0,0,null,0,0,0,0,0,0,null,0,0,0,0,0,0,0,0,0]
[null,null,null,null,null,null,null,12,30,364,24,8736,31449600,358.02739726027397,-1.9988533419903853,-23.153344424139025,null,0,0,0,0,null,23.130019110966828,0,0,90,90,154.24639132252389,166.95028666450241,151.45747083305704,90,0,0,0,null,0,0,0,null,0,0,0,0,0,0,null,0,0,0,0,0,0,0,0,0]
[null,null,null,null,null,null,null,12,31,365,1,8737,31453200,359.01369863013701,-2.4533484116245803,-23.08591100283661,null,0,0,0,0,null,0.12244419313959023,0,0,90,90,-176.24453755184678,-178.16333710290615,153.2470578344153,90,0,0,0,null,0,0,0,null,0,0,0,0,0,0,null,0,0,0,0,0,0,0,0,0]
[null,null,null,null,null,null,null,12,31,365,2,8738,31456800,359.01369863013701,-2.4533484116245803,-23.08591100283661,null,0,0,0,0,null,1.1224441931395903,0,0,90,90,-147.57303371472588,-163.16333710290615,150.20497704651081,90,0,0,0,null,0,0,0,null,0,0,0,0,0,0,null,0,0,0,0,0,0,0,0,0]
[null,null,null,null,null,null,null,12,31,365,3,8739,31460400,359.01369863013701,-2.4533484116245803,-23.08591100283661,null,0,0,0,0,null,2.1224441931395903,0,0,90,90,-125.31974923930164,-148.16333710290615,143.50720217397026,90,0,0,0,null,0,0,0,null,0,0,0,0,0,0,null,0,0,0,0,0,0,0,0,0]
[null,null,null,null,null,null,null,12,31,365,4,8740,31464000,359.01369863013701,-2.4533484116245803,-23.08591100283661,null,0,0,0,0,null,3.1224441931395903,0,0,90,90,-108.73410604855195,-133.16333710290615,134.88434098678979,90,0,0,0,null,0,0,0,null,0,0,0,0,0,0,null,0,0,0,0,0,0,0,0,0]
[null,null,null,null,null,null,null,12,31,365,5,8741,31467600,359.01369863013701,-2.4533484116245803,-23.08591100283661,null,0,0,0,0,null,4.1224441931395903,0,0,90,90,-95.531497057935994,-118.16333710290614,125.4324991976451,90,0,0,0,null,0,0,0,null,0,0,0,0,0,0,null,0,0,0,0,0,0,0,0,0]
[null,null,null,null,null,null,null,12,31,365,6,8742,31471200,359.01369863013701,-2.4533484116245803,-23.08591100283661,null,0,0,0,0,null,5.1224441931395903,0,0,90,90,-84.067330683175427,-103.16333710290614,115.76686090044016,90,0,0,0,null,0,0,0,null,0,0,0,0,0,0,null,0,0,0,0,0,0,0,0,0]
[null,null,null,null,null,null,null,12,31,365,7,8743,31474800,359.01369863013701,-2.4533484116245803,-23.08591100283661,null,0,0,0,0,null,6.1224441931395903,0,0,90,90,-73.313510440783801,-88.163337102906141,106.28779835112,90,0,0,0,null,0,0,0,null,0,0,0,0,0,0,null,0,0,0,0,0,0,0,0,0]
[null,null,null,null,null,null,null,12,31,365,8,8744,31478400,359.01369863013701,-2.4533484116245803,-23.08591100283661,null,0,0,0,0,null,7.1224441931395903,0,0,90,90,-62.58955853592628,-73.163337102906141,97.325798041822154,80.941312815680448,0,0,0,null,0,0,0,null,0,0,0,0,0,0,null,0,0,0,0,0,0,0,0,0]
[null,null,null,null,null,null,null,12,31,365,9,8745,31482000,359.01369863013701,-2.4533484116245803,-23.08591100283661,null,1.8553216354311936E-3,0,0,0,null,8.1224441931395912,0,1.8553216354311937,-64.725732251356092,-53.739914804332422,-51.406822222366714,-58.163337102906134,89.213898397609441,68.346409030763425,1.3338697035175968,1.4596625517269464,0.91382059636967294,null,14.229338728033751,27.704091311399043,41.178843894764341,null,0,0,0,0,0,0,null,0,0,0,0,0,0,0,0,0]
[null,null,null,null,null,null,null,12,31,365,10,8746,31485600,359.01369863013701,-2.4533484116245803,-23.08591100283661,null,3.5251111073192683E-2,0,0,0,null,9.1224441931395894,0,35.251111073192682,-48.920781483580498,-45.100865961606964,-39.419308772577814,-43.163337102906155,82.322006014148684,56.731052508018841,1.4444758214088684,1.5130195370895125,0.95469740211517906,null,0.73189182452805179,1.4410893289156987,2.1502868333033458,null,0,0,0,0,0,0,null,0,0,0,0,0,0,0,0,0]
[null,null,null,null,null,null,null,12,31,365,11,8747,31489200,359.01369863013701,-2.4533484116245803,-23.08591100283661,null,5.8442631516082602E-2,0,0,0,null,10.122444193139589,0,58.442631516082599,-32.408985102199985,-40.603198413779502,-26.455805909553106,-28.163337102906159,77.057296680467601,46.848060625229152,1.1607710487015128,1.1989078212263997,0.96819040475866147,null,0.43290316236081522,0.86067308564225309,1.2884430089236909,null,0,0,0,0,0,0,null,0,0,0,0,0,0,0,0,0]
[null,null,null,null,null,null,null,12,31,365,12,8748,31492800,359.01369863013701,-2.4533484116245803,-23.08591100283661,null,6.5863918057807377E-2,0,0,0,null,11.122444193139589,0,65.863918057807382,-15.298169043412155,-38.441275844761762,-12.599343760797881,-13.163337102906159,73.818920201460585,40.015901523954582,1.0126224532402763,1.0405963380868244,0.97311744831047642,null,0.37957049530606457,0.75914099061212914,1.1387114859181937,null,0,0,0,0,0,0,null,0,0,0,0,0,0,0,0,0]
[null,null,null,null,null,null,null,12,31,365,13,8749,31496400,359.01369863013701,-2.4533484116245803,-23.08591100283661,null,7.1429882964100952E-2,0,0,0,null,12.122444193139589,0,71.429882964100955,2.140657210115863,-37.896533239301419,1.7676627916173491,1.8366628970938415,72.904197631275579,37.928522326661081,0.9804632628105594,1.0064219716303475,0.97420693352139709,null,0.34719362500515255,0.6971871985990562,1.04718077219296,null,0,0,0,0,0,0,null,0,0,0,0,0,0,0,0,0]
[null,null,null,null,null,null,null,12,31,365,14,8750,31500000,359.01369863013701,-2.4533484116245803,-23.08591100283661,null,6.4008596422376191E-2,0,0,0,null,13.122444193139589,0,64.008596422376186,19.531636330790608,-38.805089084830797,16.059291027789708,16.836662897093841,74.405754065044547,41.313336688341828,1.0200984487921467,1.0490632726615812,0.9723898218303384,null,0.38744795833908324,0.77802049698735254,1.168593035635622,null,0,0,0,0,0,0,null,0,0,0,0,0,0,0,0,0]
[null,null,null,null,null,null,null,12,31,365,15,8751,31503600,359.01369863013701,-2.4533484116245803,-23.08591100283661,null,4.823836252121104E-2,0,0,0,null,14.122444193139589,0,48.238362521211037,36.514891212077238,-41.444193767873905,29.72120232092804,31.836662897093841,78.173656440045576,49.047745200003661,1.2053254980330148,1.2481786945449269,0.96566741869637829,null,0.51618667588583966,1.0344463906306587,1.5527061053754778,null,0,0,0,0,0,0,null,0,0,0,0,0,0,0,0,0]
[null,null,null,null,null,null,null,12,31,365,16,8752,31507200,359.01369863013701,-2.4533484116245803,-23.08591100283661,null,2.411918126060552E-2,0,0,0,null,15.122444193139589,0,24.119181260605519,52.857219882291083,-46.726730462379265,42.442201038875282,46.836662897093845,83.875316802376275,59.452208338606845,1.4627225052638078,1.54,0.94981980861286219,null,1.044811584925555,2.0813310144151931,3.1178504439048313,null,0,0,0,0,0,0,null,0,0,0,0,0,0,0,0,0]
[null,null,null,null,null,null,null,12,31,365,17,8753,31510800,359.01369863013701,-2.4533484116245803,-23.08591100283661,null,9.2766081771559681E-4,0,0,0,null,16.122444193139589,0,0.92766081771559683,90,90,54.208936065785146,61.836662897093845,91.102558849749357,71.359989544240378,0,0,0,null,27.596293290732124,54.545798457462716,81.495303624193298,null,0,0,0,0,0,0,null,0,0,0,0,0,0,0,0,0]
[null,null,null,null,null,null,null,12,31,365,18,8754,31514400,359.01369863013701,-2.4533484116245803,-23.08591100283661,null,0,0,0,0,null,17.122444193139589,0,0,90,90,65.241857970456195,76.836662897093845,99.455133954645092,84.123896903357732,0,0,0,null,0,0,0,null,0,0,0,0,0,0,null,0,0,0,0,0,0,0,0,0]
[null,null,null,null,null,null,null,12,31,365,19,8755,31518000,359.01369863013701,-2.4533484116245803,-23.08591100283661,null,0,0,0,0,null,18.122444193139593,0,0,90,90,75.922113051817661,91.836662897093902,108.57363930303953,90,0,0,0,null,0,0,0,null,0,0,0,0,0,0,null,0,0,0,0,0,0,0,0,0]
[null,null,null,null,null,null,null,12,31,365,20,8756,31521600,359.01369863013701,-2.4533484116245803,-23.08591100283661,null,0,0,0,0,null,19.122444193139593,0,0,90,90,86.777194721629854,106.8366628970939,118.13004059017166,90,0,0,0,null,0,0,0,null,0,0,0,0,0,0,null,0,0,0,0,0,0,0,0,0]
[null,null,null,null,null,null,null,12,31,365,21,8757,31525200,359.01369863013701,-2.4533484116245803,-23.08591100283661,null,0,0,0,0,null,20.122444193139593,0,0,90,90,98.553538364768187,121.8366628970939,127.78536169148654,90,0,0,0,null,0,0,0,null,0,0,0,0,0,0,null,0,0,0,0,0,0,0,0,0]
[null,null,null,null,null,null,null,12,31,365,22,8758,31528800,359.01369863013701,-2.4533484116245803,-23.08591100283661,null,0,0,0,0,null,21.122444193139593,0,0,90,90,112.40262726532356,136.8366628970939,137.10405638103163,90,0,0,0,null,0,0,0,null,0,0,0,0,0,0,null,0,0,0,0,0,0,0,0,0]
[null,null,null,null,null,null,null,12,31,365,23,8759,31532400,359.01369863013701,-2.4533484116245803,-23.08591100283661,null,0,0,0,0,null,22.122444193139593,0,0,90,90,130.15632787980758,151.8366628970939,145.3824186390548,90,0,0,0,null,0,0,0,null,0,0,0,0,0,0,null,0,0,0,0,0,0,0,0,0]
[null,null,null,null,null,null,null,12,31,365,24,8760,31536000,359.01369863013701,-2.4533484116245803,-23.08591100283661,null,0,0,0,0,null,23.122444193139593,0,0,90,90,154.08158856082355,166.8366628970939,151.36130779919915,90,0,0,0,null,0,0,0,null,0,0,0,0,0,0,null,{"$f":"IF($R8762=0, 0, S8762/$R8762)","v":0},{"$f":"IF($R8762=0, 0, T8762/$R8762)","v":0},{"$f":"IF($R8762=0, 0, U8762/$R8762)","v":0},{"$f":"IF(AU8762=0,0,IF(AJ8762<0.08,2.10677665*AJ8762^2+0.23807711*AJ8762+0.00471327,2.10677665*0.08^2+0.23807711*0.08+0.00471327))","v":0},{"$f":"IF(AV8762=0,0,IF(AK8762<0.08,2.10677665*AK8762^2+0.23807711*AK8762+0.00471327,2.10677665*0.08^2+0.23807711*0.08+0.00471327))","v":0},{"$f":"IF(AW8762=0,0,IF(AL8762<0.08,2.10677665*AL8762^2+0.23807711*AL8762+0.00471327,2.10677665*0.08^2+0.23807711*0.08+0.00471327))","v":0},{"$f":"AX8762*$R8762","v":0},{"$f":"AY8762*$R8762","v":0},{"$f":"AZ8762*$R8762","v":0}]
[null,null,null,null,null,null,null,null,null,null,null,null,null,null,null,null,null,null,null,null,null,null,null,null,null,null,null,null,null,null,null,null,null,null,null,null,null,null,null,null,null,null,null,null,null,null,null,null,null,null,null,"Summed uncertainty for the calculated Qs",{"$f":"SUM(BA2:BA8762)","v":16.244662160418159},{"$f":"SUM(BB2:BB8762)","v":30.207107464455664},{"$f":"SUM(BC2:BC8762)","v":34.675977041489325}]
[null,null,null,null,null,null,null,null,null,null,null,null,null,null,null,null,null,null,null,null,null,null,null,null,null,null,null,null,null,null,null,null,null,null,null,null,null,null,null,null,null,null,null,null,null,null,null,null,null,null,null,"\"Conventional\" calculation of the uncertainty for the calculated Qs: √(Δx12 + Δx22 + … Δxn2) ",{"$f":"SQRT(SUMPRODUCT(BA2:BA8762, BA2:BA8762))","v":0.31742808719103366},{"$f":"SQRT(SUMPRODUCT(BB2:BB8762, BB2:BB8762))","v":0.63829404403022294},{"$f":"SQRT(SUMPRODUCT(BC2:BC8762, BC2:BC8762))","v":0.8417642227108022}]

{"sheet":"SS to QDT calc","index":7,"n_rows":118,"n_cols":12,"rows_kept":118,"cut":false,"hidden":true,"merged":[]}
[]
[null,null,null,null,null,null,null,"Results:"]
[null,null,null,null,null,null,null,"Kdiff isotropic integrated =",null,{"$f":"F108","v":1.1222591045652397}]
[null,null,null,null,null,null,null,"etha0_b",null,{"$f":"$F$5/($C$11*$C$12*0.85+0.15*$F$108)","v":0}]
[null,null,"Input: h0_eff stationary test =",null,null,0]
[null,null,"Input: b0 =",null,null,0]
[]
[]
[null,null,"Kθb EW and Kθb NS sorted and interpolated"]
[null,null,0,10,20,30,40,50,60,70,80,90]
[null,"Kθb EW",1,1.03,1.05,1.17,1.29,1.54,1.54,1.37,0.69,0]
[null,"Kθb NS",1,0.998,1,0.99,0.97,0.94,0.87,0.73,0.36499999999999977,0]
[]
[null,"Kθb EW ideal",{"$f":"1/COS(C10*3.14/180)","v":1},1.0154107738842613,1.064109251220563,1.1545236446545097,1.3050198106299071,1.5549041771441203,1.9981629329262591,2.918837996671825,5.7357463740098416,1255.7659896642081]
[]
[]
[null,"Theta Longitudinal (North-South)"]
[null,null,"Gamma angle from south"]
[null,null,0,10,20,30,40,50,60,70,80,90]
["Theta",0,{"$f":"ATAN(SIN($B20*3.14/180)*COS(C$19*3.14/180)/COS($B20*3.14/180))*180/3.14","v":0},0,0,0,0,0,0,0,0,0]
["Incidence-",10,10,9.8512237399937348,9.4086272538044984,8.6834916976380683,7.694852855436757,6.4696949902271665,5.0429378623445471,3.4570045913330305,1.7608011628639155,8.045038921009464E-3]
["Angle",20,20,19.720006917474183,18.882763401996609,17.49758200586966,15.583531714124087,13.174204929263604,10.323055278722451,7.1076499576770766,3.6307666391070343,1.6605838907817052E-2]
[null,30,30,29.621961435374931,28.482501756823641,26.567981323733839,23.864051028747568,20.369292012227291,16.114953521758594,11.187743227496485,5.7473472018485143,2.6339481016903091E-2]
[null,40,40,39.568963445310878,38.256793775156737,36.008059482069164,32.738008681325844,28.350555412855922,22.776114137354579,16.035938289649266,8.3212543772356806,3.827678303678228E-2]
[null,50,50,49.567696574969837,48.23741588220075,45.906622506939271,42.398419751785482,37.462439435046072,30.805868520544227,22.203308083652036,11.733411329145314,5.4353850479590786E-2]
[null,60,60,59.618710905687692,58.433234660434501,56.310113534413652,52.996783851032525,48.074365670675355,40.905436126018444,30.669810965395669,16.792081338228666,7.8970011259656997E-2]
[null,70,70.000000000000014,69.716171032906729,68.826116792997482,67.201894170495521,64.58278013543547,60.476133734206861,53.947510288414264,43.234645214540528,25.564865450560429,0.12517893720914716]
[null,80,80,79.848410155895039,79.370337514713086,78.486755764002808,77.028464802443494,74.645262683343034,70.552568989166147,62.701844559699339,44.580469223220007,0.25782100245836082]
[null,90,90,89.999296509160573,89.997073458486582,89.992946106459527,89.986076065964269,89.974669030291949,89.954434611825391,89.912406587543103,89.783818226699694,45.022815565414419]
[]
[]
[]
[null,"Theta transversal (East-West)",null,null,"(quartersphere)"]
[null,null,"Gamma"]
[null,null,0,10,20,30,40,50,60,70,80,90]
["Theta",0,{"$f":"ATAN(SIN($B36*3.14/180)*SIN(C$19*3.14/180)/COS($B36*3.14/180))*180/3.14","v":0},0,0,0,0,0,0,0,0,0]
[null,10,0,1.7528862172609903,3.4494727339653761,5.0360248898534454,6.4636104513062742,7.6897738942537597,8.6795598291656102,9.4059474986544718,9.8498651982223304,9.999996893252348]
[null,20,0,3.6144791908582707,7.0922849600340969,10.309135992222059,13.162144085017609,15.57362625924894,17.490026880673998,18.877674908004032,19.717446803899289,19.999994160848178]
[null,30,0,5.7216679885637856,11.163923003304003,16.093897897574028,20.351555566082798,23.849886529996404,26.557440201281917,28.475535312909894,29.618497827058494,29.999992132024992]
[null,40,0,8.2843463709335694,16.002709011117265,22.747925053449968,28.327835483894599,32.72058974679922,35.995525130630703,38.248711385433438,39.565004376678758,39.99999105124332]
[null,50,0,11.682087917604427,22.159508870429711,30.771121428095103,37.436184492956173,42.37934668931657,45.893446819943129,48.229154763872884,49.563715220632851,49.99999104873072]
[null,60,0,16.720772741276498,30.614867145148683,40.86632571869783,48.047319389959377,52.978364736411791,56.297939575777924,58.425814391699035,59.615190468097531,59.999992124790097]
[null,70,0,25.464444673290906,43.172104330806718,53.909881421718154,60.452787403475945,64.567912719641868,67.192464224210028,68.820508693065491,69.713544993917409,69.999994149763197]
[null,80,0,44.451278276759425,62.65069262792624,70.527702089373562,74.631336046040715,77.020059409871422,78.48158165284147,79.367311941698901,79.847005704980063,79.999996879653438]
[null,90,0,89.782635234417384,89.912114949885833,89.954308753349338,89.974601642356205,89.986036242416347,89.992921862673157,89.997059367570813,89.999289988340337,89.99999998552606]
[]
[null,null,"Kθb NS (gamma,Theta)",null,null,"interpolated from input data"]
[]
[null,null,{"$f":"LOOKUP(C20,$C$10:$L$10,$C$12:$L$12)*(INT((C20+10)/10)*10-C20)/10+LOOKUP((C20+10),$C$10:$L$10,$C$12:$L$12)*(C20-INT(C20/10)*10)/10","v":1},1,1,1,1,1,1,1,1,1]
[null,null,{"$f":"LOOKUP(C21,$C$10:$L$10,$C$12:$L$12)*(INT((C21+10)/10)*10-C21)/10+LOOKUP((C21+10),$C$10:$L$10,$C$12:$L$12)*(C21-INT(C21/10)*10)/10","v":0.998},0.99802975525200122,0.99811827454923918,0.9982633016604725,0.99846102942891268,0.99870606100195447,0.99899141242753098,0.99930859908173342,0.99964783976742722,0.99999839099221577]
[null,null,{"$f":"LOOKUP(C22,$C$10:$L$10,$C$12:$L$12)*(INT((C22+10)/10)*10-C22)/10+LOOKUP((C22+10),$C$10:$L$10,$C$12:$L$12)*(C22-INT(C22/10)*10)/10","v":1},0.99994400138349482,0.99977655268039933,0.99949951640117396,0.99911670634282479,0.99863484098585276,0.9980646110557444,0.99857847000846456,0.99927384667217856,0.99999667883221854]
[null,null,{"$f":"LOOKUP(C23,$C$10:$L$10,$C$12:$L$12)*(INT((C23+10)/10)*10-C23)/10+LOOKUP((C23+10),$C$10:$L$10,$C$12:$L$12)*(C23-INT(C23/10)*10)/10","v":0.99},0.99037803856462503,0.99151749824317625,0.99343201867626618,0.99613594897125235,0.99963070798777265,0.99922299070435172,0.9982375486454993,0.99885053055963025,0.99999473210379664]
[null,null,{"$f":"LOOKUP(C24,$C$10:$L$10,$C$12:$L$12)*(INT((C24+10)/10)*10-C24)/10+LOOKUP((C24+10),$C$10:$L$10,$C$12:$L$12)*(C24-INT(C24/10)*10)/10","v":0.97},0.97086207310937822,0.97348641244968648,0.97798388103586165,0.98452398263734819,0.99164944458714421,0.99722388586264543,0.99920718765792982,0.99833574912455292,0.99999234464339271]
[null,null,{"$f":"LOOKUP(C25,$C$10:$L$10,$C$12:$L$12)*(INT((C25+10)/10)*10-C25)/10+LOOKUP((C25+10),$C$10:$L$10,$C$12:$L$12)*(C25-INT(C25/10)*10)/10","v":0.93999999999999984},0.94129691027509044,0.94528775235339768,0.95228013247918208,0.96280474074464362,0.9750751211299078,0.98838826295891147,0.99779669191634801,0.9983466822658289,0.99998912922990402]
[null,null,{"$f":"LOOKUP(C26,$C$10:$L$10,$C$12:$L$12)*(INT((C26+10)/10)*10-C26)/10+LOOKUP((C26+10),$C$10:$L$10,$C$12:$L$12)*(C26-INT(C26/10)*10)/10","v":0.86999999999999988},0.87266902366018617,0.88096735737695853,0.89582920525910437,0.91902251304277227,0.9457769029879739,0.96728369162194461,0.9886603780692087,0.99935841626764577,0.99998420599774818]
[null,null,{"$f":"LOOKUP(C27,$C$10:$L$10,$C$12:$L$12)*(INT((C27+10)/10)*10-C27)/10+LOOKUP((C27+10),$C$10:$L$10,$C$12:$L$12)*(C27-INT(C27/10)*10)/10","v":0.72999999999999943},0.7339736055393058,0.74643436489803516,0.76917348161306265,0.80584107810390337,0.86333412772110385,0.91236742798110004,0.96029606435637838,0.99443513454943966,0.99997496421255816]
[null,null,{"$f":"LOOKUP(C28,$C$10:$L$10,$C$12:$L$12)*(INT((C28+10)/10)*10-C28)/10+LOOKUP((C28+10),$C$10:$L$10,$C$12:$L$12)*(C28-INT(C28/10)*10)/10","v":0.36499999999999977},0.37053302930983084,0.38798268071297215,0.42023341461389729,0.4734610347108123,0.56044791205797906,0.70983123189543562,0.83217417616420919,0.95625859233033994,0.99994843579950832]
[null,null,{"$f":"LOOKUP(C29,$C$10:$L$10,$C$12:$L$12)*(INT((C29+10)/10)*10-C29)/10+LOOKUP((C29+10),$C$10:$L$10,$C$12:$L$12)*(C29-INT(C29/10)*10)/10","v":0},2.5677415639101734E-5,1.0681876523974403E-4,2.5746711422725335E-4,5.0822359230416896E-4,9.245803943438624E-4,1.6631366683732187E-3,3.1971595546767427E-3,7.8906347254611708E-3,0.95493155330375667]
[]
[]
[]
[]
[null,null,"Kθb EW (gamma,Theta)"]
[]
[null,null,{"$f":"LOOKUP(C36,$C$10:$L$10,$C$11:$L$11)*(INT((C36+10)/10)*10-C36)/10+LOOKUP((C36+10),$C$10:$L$10,$C$11:$L$11)*(C36-INT(C36/10)*10)/10","v":1},1,1,1,1,1,1,1,1,1]
[null,null,{"$f":"LOOKUP(C37,$C$10:$L$10,$C$11:$L$11)*(INT((C37+10)/10)*10-C37)/10+LOOKUP((C37+10),$C$10:$L$10,$C$11:$L$11)*(C37-INT(C37/10)*10)/10","v":1},1.0052586586517831,1.0103484182018962,1.0151080746695604,1.0193908313539188,1.0230693216827613,1.0260386794874967,1.0282178424959634,1.0295495955946672,1.029999990679757]
[null,null,{"$f":"LOOKUP(C38,$C$10:$L$10,$C$11:$L$11)*(INT((C38+10)/10)*10-C38)/10+LOOKUP((C38+10),$C$10:$L$10,$C$11:$L$11)*(C38-INT(C38/10)*10)/10","v":1},1.0108434375725748,1.0212768548801023,1.0306182719844441,1.0363242881700352,1.0411472525184977,1.0449800537613481,1.0477553498160082,1.0494348936077986,1.0499999883216964]
[null,null,{"$f":"LOOKUP(C39,$C$10:$L$10,$C$11:$L$11)*(INT((C39+10)/10)*10-C39)/10+LOOKUP((C39+10),$C$10:$L$10,$C$11:$L$11)*(C39-INT(C39/10)*10)/10","v":1},1.0171650039656914,1.0323278460066079,1.0421877957951482,1.0542186667929938,1.0961986383599569,1.1286892824153829,1.1517064237549186,1.165421973924702,1.1699999055842998]
[null,null,{"$f":"LOOKUP(C40,$C$10:$L$10,$C$11:$L$11)*(INT((C40+10)/10)*10-C40)/10+LOOKUP((C40+10),$C$10:$L$10,$C$11:$L$11)*(C40-INT(C40/10)*10)/10","v":1},1.0248530391128008,1.0420054180222347,1.0829751006413997,1.1499340258067352,1.2026470769615907,1.2419463015675685,1.2689845366252013,1.2847800525201449,1.2899998926149199]
[null,null,{"$f":"LOOKUP(C41,$C$10:$L$10,$C$11:$L$11)*(INT((C41+10)/10)*10-C41)/10+LOOKUP((C41+10),$C$10:$L$10,$C$11:$L$11)*(C41-INT(C41/10)*10)/10","v":1},1.033364175835209,1.0759141064451565,1.1792534571371411,1.259234213915474,1.3494836672329142,1.4373361704985783,1.4957288690968222,1.5290928805158213,1.539999776218268]
[null,null,{"$f":"LOOKUP(C42,$C$10:$L$10,$C$11:$L$11)*(INT((C42+10)/10)*10-C42)/10+LOOKUP((C42+10),$C$10:$L$10,$C$11:$L$11)*(C42-INT(C42/10)*10)/10","v":1},1.043441545482553,1.1773784057417842,1.3116581429674459,1.4911829847489844,1.54,1.54,1.5400000000000003,1.54,1.54]
[null,null,{"$f":"LOOKUP(C43,$C$10:$L$10,$C$11:$L$11)*(INT((C43+10)/10)*10-C43)/10+LOOKUP((C43+10),$C$10:$L$10,$C$11:$L$11)*(C43-INT(C43/10)*10)/10","v":1},1.1155733360794908,1.369302608270168,1.54,1.5323026141409088,1.4623454837660885,1.4177281081884296,1.3900513522178868,1.374869735103404,1.3700000994540258]
[null,null,{"$f":"LOOKUP(C44,$C$10:$L$10,$C$11:$L$11)*(INT((C44+10)/10)*10-C44)/10+LOOKUP((C44+10),$C$10:$L$10,$C$11:$L$11)*(C44-INT(C44/10)*10)/10","v":1},1.4012819569189856,1.4949382253252539,1.3341162579225978,1.0550691488692314,0.89263596012874324,0.79325244760677993,0.73302278796447462,0.7004036120613556,0.69000021218356622]
[null,null,{"$f":"LOOKUP(C45,$C$10:$L$10,$C$11:$L$11)*(INT((C45+10)/10)*10-C45)/10+LOOKUP((C45+10),$C$10:$L$10,$C$11:$L$11)*(C45-INT(C45/10)*10)/10","v":1},1.4998168825200492E-2,6.0640684578775247E-3,3.1526960188956962E-3,1.752486677421828E-3,9.6349927327206322E-4,4.8839147555217719E-4,2.0290363761390036E-4,4.8990804516762403E-5,9.9870187852957311E-10]
[]
[]
[]
[null,null,"Kθ total = Kθb NS(gamma,theta) * Kθb EW(gamma,theta)"]
[]
[]
[null,null,{"$f":"C49*C65","v":1},1,1,1,1,1,1,1,1,1]
[null,null,{"$f":"C50*C66","v":0.998},1.003278053059194,1.0084472198692298,1.0133451381618408,1.017822018864029,1.021745532389732,1.0250038296264932,1.0275069317354837,1.0291870291696374,1.0299983334017542]
[null,null,{"$f":"C51*C67","v":1},1.0107868317385673,1.0210486533043093,1.0301024644426655,1.035408909499518,1.0397259209616674,1.0429576109183307,1.0462659341624529,1.0486728429674734,1.0499965010955647]
[null,null,{"$f":"C52*C68","v":0.99},1.0073778815241206,1.0235711232392388,1.0353427258165424,1.0501451120690473,1.0957938209589961,1.1278122803510475,1.1496765972083847,1.1640823569805403,1.1699937421462392]
[null,null,{"$f":"C53*C69","v":0.97},0.99499094618550044,1.0143781161436012,1.0591321919904788,1.1321376268574461,1.1926043059033138,1.2384985168819516,1.2679784700226686,1.2826418561929813,1.2899900172057186]
[null,null,{"$f":"C54*C70","v":0.93999999999999984},0.97270250590264751,1.0170484274068563,1.1229796383890902,1.212396670865673,1.315847950289966,1.4206462008471037,1.4924333175885895,1.5265648041392696,1.5399830352347528]
[null,null,{"$f":"C55*C71","v":0.86999999999999988},0.91057911474273523,1.0372319427390362,1.1750216717861597,1.3704307340506336,1.4564964306014798,1.4896168850977947,1.5225369822265817,1.5390119610521744,1.5399756772365323]
[null,null,{"$f":"C56*C72","v":0.72999999999999943},0.8188013837257756,1.0220945227573659,1.1845271616841164,1.2347923905607394,1.2624927626540916,1.2934889476443883,1.3348608427880986,1.3672187700155061,1.3699658004227406]
[null,null,{"$f":"C57*C73","v":0.36499999999999977},0.51922124841439965,0.58001014016198515,0.56064023055872814,0.49953413091508236,0.50027596008202357,0.56307536208879005,0.61000263468392846,0.66976697213287739,0.68996463287428589]
[null,null,{"$f":"C58*C74","v":0},3.8511421475009122E-7,6.4775630499975591E-7,8.1171554602082511E-7,8.9065507466451872E-7,8.9083253803190909E-7,8.1226177151172825E-7,6.4871530367594887E-7,3.8656854334824538E-7,9.5369193615162492E-10]
[]
[]
[]
[null,null,"Cos θ * Sin θ weighting",null,null,"Sum =",{"$f":"SUM(C96:L105)","v":28.375051735123183},null,"(all elements are not the same size- input to standardization in the final matrix)"]
[]
[null,null,{"$f":"COS($B36*3.14/180)*SIN($B36*3.14/180)","v":0},0,0,0,0,0,0,0,0,0]
[null,null,{"$f":"COS($B37*3.14/180)*SIN($B37*3.14/180)","v":0.17092692427310172},0.17092692427310172,0.17092692427310172,0.17092692427310172,0.17092692427310172,0.17092692427310172,0.17092692427310172,0.17092692427310172,0.17092692427310172,0.17092692427310172]
[null,null,{"$f":"COS($B38*3.14/180)*SIN($B38*3.14/180)","v":0.32125822433560042},0.32125822433560042,0.32125822433560042,0.32125822433560042,0.32125822433560042,0.32125822433560042,0.32125822433560042,0.32125822433560042,0.32125822433560042,0.32125822433560042]
[null,null,{"$f":"COS($B39*3.14/180)*SIN($B39*3.14/180)","v":0.43287991974617224},0.43287991974617224,0.43287991974617224,0.43287991974617224,0.43287991974617224,0.43287991974617224,0.43287991974617224,0.43287991974617224,0.43287991974617224,0.43287991974617224]
[null,null,{"$f":"COS($B40*3.14/180)*SIN($B40*3.14/180)","v":0.49234229506529165},0.49234229506529165,0.49234229506529165,0.49234229506529165,0.49234229506529165,0.49234229506529165,0.49234229506529165,0.49234229506529165,0.49234229506529165,0.49234229506529165]
[null,null,{"$f":"COS($B41*3.14/180)*SIN($B41*3.14/180)","v":0.49248050635774765},0.49248050635774765,0.49248050635774765,0.49248050635774765,0.49248050635774765,0.49248050635774765,0.49248050635774765,0.49248050635774765,0.49248050635774765,0.49248050635774765]
[null,null,{"$f":"COS($B42*3.14/180)*SIN($B42*3.14/180)","v":0.43327790002813282},0.43327790002813282,0.43327790002813282,0.43327790002813282,0.43327790002813282,0.43327790002813282,0.43327790002813282,0.43327790002813282,0.43327790002813282,0.43327790002813282]
[null,null,{"$f":"COS($B43*3.14/180)*SIN($B43*3.14/180)","v":0.32186801947482252},0.32186801947482252,0.32186801947482252,0.32186801947482252,0.32186801947482252,0.32186801947482252,0.32186801947482252,0.32186801947482252,0.32186801947482252,0.32186801947482252]
[null,null,{"$f":"COS($B44*3.14/180)*SIN($B44*3.14/180)","v":0.17167505777320372},0.17167505777320372,0.17167505777320372,0.17167505777320372,0.17167505777320372,0.17167505777320372,0.17167505777320372,0.17167505777320372,0.17167505777320372,0.17167505777320372]
[null,null,{"$f":"COS($B45*3.14/180)*SIN($B45*3.14/180)","v":7.9632645824341411E-4},7.9632645824341411E-4,7.9632645824341411E-4,7.9632645824341411E-4,7.9632645824341411E-4,7.9632645824341411E-4,7.9632645824341411E-4,7.9632645824341411E-4,7.9632645824341411E-4,7.9632645824341411E-4]
[]
[]
[null,null,"Kθ diffuse isotropic integral =",null,null,{"$f":"SUM(C109:L118)","v":1.1222591045652397},"Formula: Kθ total * sin θ * cos θ/Total sum(sin θ * cos θ)"]
[null,null,{"$f":"C81*C96/$G$94","v":0},0,0,0,{"$f":"G81*G96/$G$94","v":0},0,0,0,0,0]
[null,null,{"$f":"C82*C97/$G$94","v":6.0117976882277198E-3},6.0435918637583878E-3,6.0747301253602269E-3,6.1042344278338222E-3,6.131202464963968E-3,6.1548371037851617E-3,{"$f":"I82*I97/$G$94","v":6.174464582538188E-3},6.1895428826105603E-3,6.1996635297755327E-3,6.2045507010251204E-3]
[null,null,{"$f":"C83*C98/$G$94","v":1.1321855104776455E-2},1.1443982050760118E-2,1.1560164907638518E-2,1.1662670845492999E-2,1.1722749647548141E-2,1.1771626225808254E-2,1.1808214951241158E-2,1.1845671307650876E-2,1.1872921980391728E-2,1.1887908245926237E-2]
[null,null,{"$f":"C84*C99/$G$94","v":1.5103095654209565E-2},1.5368206570296751E-2,1.5615245033503991E-2,1.5794828507977077E-2,1.6020648564019642E-2,1.6717049389126777E-2,1.7205511868822309E-2,1.7539066281863025E-2,1.7758835542277602E-2,1.7849017578243687E-2]
[null,null,{"$f":"C85*C100/$G$94","v":1.6830701514534512E-2},1.726432538650766E-2,1.7600716799679148E-2,1.8377255451367432E-2,1.9643990176300131E-2,2.0693161956296169E-2,2.1489483364777125E-2,2.2000997067842969E-2,2.2255424981064503E-2,2.2382924676617205E-2]
[null,null,{"$f":"C86*C101/$G$94","v":1.6314742975543441E-2},1.6882331250498643E-2,1.7652003922152677E-2,1.9490557624560347E-2,2.1042489435721273E-2,2.2838001174336663E-2,2.4656891091492304E-2,2.5902836153824937E-2,2.6495225973450005E-2,2.6728114262289635E-2]
[null,null,{"$f":"C87*C102/$G$94","v":1.32846197618691E-2},1.3904249772938635E-2,1.5838197659945839E-2,1.7942202438660789E-2,2.092603587568026E-2,2.2240231339149687E-2,2.2745970010786272E-2,2.3248649289958383E-2,2.3500216909823717E-2,2.3514932545533551E-2]
[null,null,{"$f":"C88*C103/$G$94","v":8.2806423195266893E-3},9.2879471087214723E-3,1.1593971451645323E-2,1.3436501018726487E-2,1.4006676883707939E-2,1.4320891778807732E-2,1.4672492218772839E-2,1.5141787925301645E-2,1.5508835078139228E-2,1.5539995593540835E-2]
[null,null,{"$f":"C89*C104/$G$94","v":2.2083271132738004E-3},3.1413982483873715E-3,3.5091838862834237E-3,3.3919918409175743E-3,3.0222870282340854E-3,3.0267752514197667E-3,3.4067249011428451E-3,3.6906448146328029E-3,4.0522316825652932E-3,4.1744317971953151E-3]
[null,null,{"$f":"C90*C105/$G$94","v":0},1.0807967559457292E-11,1.8178838543818323E-11,2.2780242725117855E-11,2.4995626712679919E-11,2.5000607100949906E-11,2.2795572170668603E-11,1.8205752187056815E-11,1.0848782298845298E-11,2.6764713201592715E-14]

{"sheet":"Results","index":8,"n_rows":105,"n_cols":21,"rows_kept":105,"cut":false,"hidden":true,"merged":[]}
[]
[]
[]
[]
[]
[]
[]
[null,"Results from the ScenoCalc evaluation"]
[null,{"$f":"program_version(TRUE)","v":"Ver. 6.0 (October 2018)"}]
[]
[null,"Identification label for the solar collector: Acompany (Abrand)"]
[null,"Date of evaluation: 30 October, 2018"]
[null,"Evaluation method: Quasi Dynamic Testing"]
[]
[null,"Thermal yield per collector module (kWh/module)"]
[null,null,"Total irradiance","Yield for three collector mean temperatures"]
[null,null,null,{"$f":"'Results (hidden)'!C$4","v":"25°C"},{"$f":"'Results (hidden)'!D$4","v":"50°C"},{"$f":"'Results (hidden)'!E$4","v":"75°C"}]
[null,"Hidden, for labelling the Diagram",null,{"$f":"\"Thermal yield, \" & D17","v":"Thermal yield, 25°C"},{"$f":"\"Thermal yield, \" & E17","v":"Thermal yield, 50°C"},{"$f":"\"Thermal yield, \" & F17","v":"Thermal yield, 75°C"}]
[null,"January",{"$f":"'Results (hidden)'!B5*Gross_area","v":64.141583341786102},{"$f":"'Results (hidden)'!C5*Gross_area","v":44.789111619804665},{"$f":"'Results (hidden)'!D5*Gross_area","v":30.989483809987028},{"$f":"'Results (hidden)'!E5*Gross_area","v":17.754530863144332}]
[null,"February",{"$f":"'Results (hidden)'!B6*Gross_area","v":86.123110908896862},{"$f":"'Results (hidden)'!C6*Gross_area","v":62.649982285918945},{"$f":"'Results (hidden)'!D6*Gross_area","v":43.056293798071501},{"$f":"'Results (hidden)'!E6*Gross_area","v":27.183209589562782}]
[null,"March",{"$f":"'Results (hidden)'!B7*Gross_area","v":135.70713252513502},{"$f":"'Results (hidden)'!C7*Gross_area","v":107.09246225957882},{"$f":"'Results (hidden)'!D7*Gross_area","v":80.05680581171471},{"$f":"'Results (hidden)'!E7*Gross_area","v":55.355845311147725}]
[null,"April",{"$f":"'Results (hidden)'!B8*Gross_area","v":176.90773373666607},{"$f":"'Results (hidden)'!C8*Gross_area","v":148.28605298461733},{"$f":"'Results (hidden)'!D8*Gross_area","v":115.19851912901537},{"$f":"'Results (hidden)'!E8*Gross_area","v":84.810349171807914}]
[null,"May",{"$f":"'Results (hidden)'!B9*Gross_area","v":213.43861652651125},{"$f":"'Results (hidden)'!C9*Gross_area","v":188.81385617463627},{"$f":"'Results (hidden)'!D9*Gross_area","v":150.13649766145139},{"$f":"'Results (hidden)'!E9*Gross_area","v":112.5032759718259}]
[null,"June",{"$f":"'Results (hidden)'!B10*Gross_area","v":209.96285315479881},{"$f":"'Results (hidden)'!C10*Gross_area","v":185.80286885487138},{"$f":"'Results (hidden)'!D10*Gross_area","v":146.67132696354528},{"$f":"'Results (hidden)'!E10*Gross_area","v":107.74158772085811}]
[null,"July",{"$f":"'Results (hidden)'!B11*Gross_area","v":215.44827891464823},{"$f":"'Results (hidden)'!C11*Gross_area","v":194.52383726489114},{"$f":"'Results (hidden)'!D11*Gross_area","v":155.39554284633701},{"$f":"'Results (hidden)'!E11*Gross_area","v":117.77602042567011}]
[null,"August",{"$f":"'Results (hidden)'!B12*Gross_area","v":203.66253691052947},{"$f":"'Results (hidden)'!C12*Gross_area","v":187.91313998367139},{"$f":"'Results (hidden)'!D12*Gross_area","v":151.11581208513135},{"$f":"'Results (hidden)'!E12*Gross_area","v":114.56644039615563}]
[null,"September",{"$f":"'Results (hidden)'!B13*Gross_area","v":165.67848466327032},{"$f":"'Results (hidden)'!C13*Gross_area","v":149.89604587093157},{"$f":"'Results (hidden)'!D13*Gross_area","v":118.36866816301274},{"$f":"'Results (hidden)'!E13*Gross_area","v":90.117607243321956}]
[null,"October",{"$f":"'Results (hidden)'!B14*Gross_area","v":111.31266381005777},{"$f":"'Results (hidden)'!C14*Gross_area","v":89.382424353945012},{"$f":"'Results (hidden)'!D14*Gross_area","v":64.195722883843118},{"$f":"'Results (hidden)'!E14*Gross_area","v":43.853832691987492}]
[null,"November",{"$f":"'Results (hidden)'!B15*Gross_area","v":54.304183007982239},{"$f":"'Results (hidden)'!C15*Gross_area","v":34.664063828105967},{"$f":"'Results (hidden)'!D15*Gross_area","v":21.970077547929744},{"$f":"'Results (hidden)'!E15*Gross_area","v":12.555613929615937}]
[null,"December",{"$f":"'Results (hidden)'!B16*Gross_area","v":43.147160041813834},{"$f":"'Results (hidden)'!C16*Gross_area","v":26.040558849888505},{"$f":"'Results (hidden)'!D16*Gross_area","v":16.580175463645471},{"$f":"'Results (hidden)'!E16*Gross_area","v":8.5921287874283472}]
[null,"Year",{"$f":"'Results (hidden)'!B17*Gross_area","v":1679.8343375420961},{"$f":"'Results (hidden)'!C17*Gross_area","v":1419.8544043308609},{"$f":"'Results (hidden)'!D17*Gross_area","v":1093.7349261636848},{"$f":"'Results (hidden)'!E17*Gross_area","v":792.81044210252628}]
[null,"Uncertainty"]
[]
[]
[null,"PV output per collector module (kWh/module)"]
[null,null,"Total irradiance","Yield for three collector mean temperatures"]
[null,null,null,{"$f":"'Results (hidden)'!C$4","v":"25°C"},{"$f":"'Results (hidden)'!D$4","v":"50°C"},{"$f":"'Results (hidden)'!E$4","v":"75°C"}]
[null,"Hidden, for labelling the Diagram",null,{"$f":"\"PV yield, \" & D37","v":"PV yield, 25°C"},{"$f":"\"PV yield, \" & E37","v":"PV yield, 50°C"},{"$f":"\"PV yield, \" & F37","v":"PV yield, 75°C"}]
[null,"January",{"$f":"'Results (hidden)'!B23*Gross_area","v":64.141583341786102},{"$f":"'Results (hidden)'!C23*Gross_area","v":0},{"$f":"'Results (hidden)'!D23*Gross_area","v":0},{"$f":"'Results (hidden)'!E23*Gross_area","v":0}]
[null,"February",{"$f":"'Results (hidden)'!B24*Gross_area","v":86.123110908896862},{"$f":"'Results (hidden)'!C24*Gross_area","v":0},{"$f":"'Results (hidden)'!D24*Gross_area","v":0},{"$f":"'Results (hidden)'!E24*Gross_area","v":0}]
[null,"March",{"$f":"'Results (hidden)'!B25*Gross_area","v":135.70713252513502},{"$f":"'Results (hidden)'!C25*Gross_area","v":0},{"$f":"'Results (hidden)'!D25*Gross_area","v":0},{"$f":"'Results (hidden)'!E25*Gross_area","v":0}]
[null,"April",{"$f":"'Results (hidden)'!B26*Gross_area","v":176.90773373666607},{"$f":"'Results (hidden)'!C26*Gross_area","v":0},{"$f":"'Results (hidden)'!D26*Gross_area","v":0},{"$f":"'Results (hidden)'!E26*Gross_area","v":0}]
[null,"May",{"$f":"'Results (hidden)'!B27*Gross_area","v":213.43861652651125},{"$f":"'Results (hidden)'!C27*Gross_area","v":0},{"$f":"'Results (hidden)'!D27*Gross_area","v":0},{"$f":"'Results (hidden)'!E27*Gross_area","v":0}]
[null,"June",{"$f":"'Results (hidden)'!B28*Gross_area","v":209.96285315479881},{"$f":"'Results (hidden)'!C28*Gross_area","v":0},{"$f":"'Results (hidden)'!D28*Gross_area","v":0},{"$f":"'Results (hidden)'!E28*Gross_area","v":0}]
[null,"July",{"$f":"'Results (hidden)'!B29*Gross_area","v":215.44827891464823},{"$f":"'Results (hidden)'!C29*Gross_area","v":0},{"$f":"'Results (hidden)'!D29*Gross_area","v":0},{"$f":"'Results (hidden)'!E29*Gross_area","v":0}]
[null,"August",{"$f":"'Results (hidden)'!B30*Gross_area","v":203.66253691052947},{"$f":"'Results (hidden)'!C30*Gross_area","v":0},{"$f":"'Results (hidden)'!D30*Gross_area","v":0},{"$f":"'Results (hidden)'!E30*Gross_area","v":0}]
[null,"September",{"$f":"'Results (hidden)'!B31*Gross_area","v":165.67848466327032},{"$f":"'Results (hidden)'!C31*Gross_area","v":0},{"$f":"'Results (hidden)'!D31*Gross_area","v":0},{"$f":"'Results (hidden)'!E31*Gross_area","v":0}]
[null,"October",{"$f":"'Results (hidden)'!B32*Gross_area","v":111.31266381005777},{"$f":"'Results (hidden)'!C32*Gross_area","v":0},{"$f":"'Results (hidden)'!D32*Gross_area","v":0},{"$f":"'Results (hidden)'!E32*Gross_area","v":0}]
[null,"November",{"$f":"'Results (hidden)'!B33*Gross_area","v":54.304183007982239},{"$f":"'Results (hidden)'!C33*Gross_area","v":0},{"$f":"'Results (hidden)'!D33*Gross_area","v":0},{"$f":"'Results (hidden)'!E33*Gross_area","v":0}]
[null,"December",{"$f":"'Results (hidden)'!B34*Gross_area","v":43.147160041813834},{"$f":"'Results (hidden)'!C34*Gross_area","v":0},{"$f":"'Results (hidden)'!D34*Gross_area","v":0},{"$f":"'Results (hidden)'!E34*Gross_area","v":0}]
[null,"Year",{"$f":"SUM(C39:C50)","v":1679.8343375420961},{"$f":"SUM(D39:D50)","v":0},{"$f":"SUM(E39:E50)","v":0},{"$f":"SUM(F39:F50)","v":0}]
[]
[]
[null,"Location:","Würzburg"]
[null,"Longitude:",-9.9499999999999993,"(positive longitude = west of the prime meridian)"]
[null,"Latitude:",49.8]
[null,"Time period for climate data:",null,"1996-2005 "]
[]
[null,"Collector parameters (based on the gross area)"]
[null,"Gross area",1.35]
[null,"η0b",0.9]
[null,"Kq, d",0.9,"(Þ h0 = h0b(0.85 + Kq, d·0.15) = 0.89)"]
[null,"a1","3 W/m²K"]
[null,"a2","0.015 W/m²K²"]
[null,"a3","0.2 J/m²K²"]
[null,"a4","0 -"]
[null,"a6","0 s/m"]
[null,"a7","0 W/m²K⁴"]
[null,"a8","0 W/m²K⁴"]
[]
[]
[null,"η0b"]
[null,"Kq, d"]
[null,"a1"]
[null,"a2"]
[null,"a3"]
[null,"a4"]
[null,"a6"]
[null,"a7"]
[null,"a8"]
[]
[]
[]
[]
[null,"PV parameters (based on the aperture area)"]
[null,"Absorber area"]
[null,"Pmax PV"]
[null,"PVtemp dep"]
[null,"Cbond"]
[null,"PRsys",null,"(System performance ratio)"]
[]
[null,"Type of tracking: No tracking"]
[null,"Tilt angle:",35]
[null,"Azimuth angle:",0]
[]
[null,"IAM Type:","User defined (see table below)"]
[]
[null,"qi EW",-90,-80,-70,-60,-50,-40,-30,-20,-10,0,10,20,30,40,50,60,70,80,90]
[null,"Kθb EW",0,0.69,1.37,1.54,1.54,1.29,1.17,1.05,1.03,1,1.03,1.05,1.17,1.29,1.54,1.54,1.37,0.69,0]
[null,"qi NS",-90,-80,-70,-60,-50,-40,-30,-20,-10,0,10,20,30,40,50,60,70,80,90]
[null,"Kθb NS",0,0.37,0.73,0.87,0.94,0.97,0.99,1,1,1,1,1,0.99,0.97,0.94,0.87,0.73,0.37,0]
[null,"qi EW",-90,-80,-70,-60,-50,-40,-30,-20,-10,0,10,20,30,40,50,60,70,80,90]
[null,"Kθb EW",0,0.69,1.37,1.54,1.54,1.29,1.17,1.05,1.03,1,1.03,1.05,1.17,1.29,1.54,1.54,1.37,0.69,0]
[null,"qi NS",-90,-80,-70,-60,-50,-40,-30,-20,-10,0,10,20,30,40,50,60,70,80,90]
[null,"Kθb NS",0,0.36499999999999977,0.73,0.87,0.94,0.97,0.99,1,0.998,1,0.998,1,0.99,0.97,0.94,0.87,0.73,0.36499999999999977,0]

{"sheet":"About","index":9,"n_rows":35,"n_cols":11,"rows_kept":35,"cut":false,"hidden":false,"merged":[[25,1,25,10],[30,1,30,10]]}
[]
[null,null,null,null,null,null,null,null,null,null,{"$f":"program_version()","v":"Ver. 6.0"}]
[null,"Background"]
[null,"This Excel tool is a property of the Solar Keymark project and SP Technical Research Institute of Sweden. "]
[null,"Unauthorized use is prohibited! The tool was initially developed within Solar Keymark II in December 2007 "]
[null,"by SP Technical Research Institute of Sweden. The tool has then been developed further."]
[]
[null,"This version of the tool was developed using Microsoft Office Excel Professional Plus 2010 and Visual Basic for Applications 6.3."]
[]
[null,"Instructions for using ScenoCalc"]
[null,"1. Press one of the buttons \"A. SK Certificate Evaluation\" or \"B. Basic Evaluation\" to start a new evaluation."]
[]
[null,"2A. SK Certificate Evaluation: Fill in the required fields in Datasheet 1 and Datasheet 2."]
[null,"3A. SK Certificate Evaluation: Start the evaluation by pressing the \"Start Certificate Evaluation\" button."]
[null,"or"]
[null,"2B. Basic Evaluation: Fill in the required fields in the form that pops up. (The Tab key can be used for quicker data entries.)"]
[null,"Please note that both comma (\",\") and point (\".\") are interpreted as a decimal separator when entering data in the form!"]
[null,"3B. Basic Evaluation: Press \"Run\" to evaluate the chosen inputs."]
[]
[null,"4. The results appear in a new workbook."]
[]
[null,"Additional options"]
[null,"5. Weather data can be added for a new location if such data are available. Press the button \"Add new location\" and follow"]
[null,"the instructions on the new worksheet that appears."]
[null,"6. Push \"Clear previous results!\" if you want to clear the results sheets."]
[null,{"$f":"HYPERLINK(\"mailto:patrik.ollas@sp.se?cc=peter.kovacs@sp.se&subject=Solar Energy Output Calculator, \" & program_version() & \"&body=Version of Excel: %0AOperating system: \", \"7. If you run into any problems when using the tool, please send an email to patrik.ollas@sp.se. In your email, include\")","v":"7. If you run into any problems when using the tool, please send an email to patrik.ollas@sp.se. In your email, include"}]
[null,"information concerning your operating system and version of Excel."]
[]
[null,"Description of the VBA code and algorithm"]
[null,"All of the code in the tool is described in a document called \"Description of ScenoCalc\" that is located at"]
[null,"http://www.sp.se/en/index/services/solar/ScenoCalc/Sidor/default.aspx."]
[null,"All of the hidden sheets in this program can be shown if desired:"]
[null,"– Right-click on a tab, then choose Unhide."]
[null,"– Choose which sheet to unhide."]
[null,"The reason for hiding these sheets is to make the tool more user-friendly."]

{"sheet":"EN ISO 9806 page 1","index":10,"n_rows":71,"n_cols":55,"rows_kept":71,"cut":false,"hidden":true,"merged":[[42,47,42,52],[6,21,6,38],[20,21,20,38],[6,47,6,52],[22,47,22,52],[59,0,60,7],[59,8,60,12],[51,0,51,7],[51,8,51,9],[51,11,51,12],[52,0,52,12],[49,0,49,7],[49,8,49,9],[49,11,49,12],[50,0,50,7],[50,8,50,9],[50,11,50,12],[48,8,48,9],[48,11,48,12],[39,0,39,12],[47,11,47,12],[33,0,33,6],[47,8,47,9],[38,0,38,2],[61,0,61,12],[57,0,57,12],[53,8,53,12],[53,2,53,7],[53,0,53,1],[55,8,55,9],[56,8,56,9],[55,10,55,12],[56,10,56,12],[55,2,55,7],[56,2,56,7],[54,0,54,1],[54,8,54,9],[54,10,54,12],[54,2,54,7],[58,0,58,7],[58,8,58,12],[14,7,14,12],[41,0,41,2],[40,0,40,3],[40,4,40,12],[34,0,34,12],[35,0,35,2],[35,3,35,12],[36,0,36,2],[32,0,32,1],[37,0,37,2],[41,4,41,12],[29,0,29,1],[28,0,28,1],[27,0,27,1],[26,0,26,1],[25,0,25,1],[24,0,24,1],[23,0,23,1],[42,0,42,2],[43,0,43,2],[44,0,44,2],[45,0,45,12],[46,8,46,12],[10,0,10,6],[10,7,10,12],[11,0,11,12],[12,3,15,3],[12,4,15,4],[12,5,15,5],[12,6,15,6],[12,7,12,12],[13,7,13,12],[22,0,22,1],[21,0,21,1],[20,0,20,1],[19,0,19,1],[18,0,18,1],[17,0,17,1],[12,0,16,1],[12,2,15,2],[31,0,31,1],[30,0,30,1],[9,0,9,12],[5,0,5,1],[5,2,5,6],[5,8,5,12],[6,0,6,1],[6,2,6,6],[6,8,6,12],[7,0,7,1],[7,2,7,6],[7,8,7,12],[8,0,8,1],[8,2,8,6],[8,9,8,12],[4,7,4,9],[4,10,4,12],[2,0,4,6],[3,7,3,9],[3,10,3,12],[0,0,0,12],[1,0,1,12],[2,7,2,9],[2,10,2,12]]}
["CERTIFICATION BODY HEADER\nfield available for logo etc."]
["Page 1/2",null,null,null,null,null,null,null,null,null,null,null,null,null,null,null,null,null,"EN ISO 9806","Chosen method"]
["Annex to Solar Keymark Certificate ",null,null,null,null,null,null,"Licence Number",null,null,"CERTNO-01C",null,null,null,null,null,null,null,"EN ISO 9806"]
[null,null,null,null,null,null,null,"Date issued",null,null,{"$f":"TODAY()","v":"2018-10-30"},null,null,null,null,null,null,null,null,"Insert NEW method here"]
[null,null,null,null,null,null,null,"Issued by",null,null,"CB"]
["Licence holder",null,"Acompany",null,null,null,null,"Country","Acountry",null,null,null,null,null,null,null,null,null,"Flat plate collector"]
["Brand (optional)",null,"Abrand",null,null,null,null,"Web","http://www.company.domain",null,null,null,null,null,null,null,null,null,"Evacuated tubular collector",null,null,"EN ISO 9806",null,null,null,null,null,null,null,null,null,null,null,null,null,null,null,null,null,null,null,null,null,null,null,null,null,"EN ISO 9806"]
["Street, Number",null,"Astreet, 1",null,null,null,null,"E-mail","info@info.info",null,null,null,null,null,null,null,null,null,"Concentrating collector",null,null,2,3,4,5,6,7,8,9,10,11,null,null,12,13,14,15,16,17,null,null,null,null,null,null,null,"Table 7, ISO 9806:2017",2,3,4,5,6,7]
["Postcode, City",null,"A1111-1 Acity",null,null,null,null,"Tel","+99","123 456 789",null,null,null,null,null,null,null,null,"Concentrating collector","Replaced by WISC selection on p. 2",null,null,null,null,null,null,null,null,null,null,null,null,null,null,null,null,null,null,null,null,null,null,null,null,null,null,"u' (= u - 3)",{"$f":"(1.3-3)","v":-1.7}]
[null,null,null,null,null,null,null,null,null,null,null,null,null,null,null,null,null,null,"Air heating collectors","Not implemented yet",null,null,null,null,null,null,null,null,null,null,null,null,null,null,null,null,null,null,null,null,null,null,null,null,null,null,"EL - σTa^4 =",-100]
["Collector Type",null,null,null,null,null,null,"Flat plate collector",null,null,null,null,null,null,null,null,null,null,null,null,null,null,null,null,null,null,null,null,null,null,null,null,null,"a1","a2","a3","a4","a5","a6","a7","a8","Kd",null,null,null,null,"Tm - Ta",0,10,30,50,70,{"$f":"+K49+30","v":100},40]
[]
["Collector name",null,"Gross\nheight","Gross\narea (AG)","Gross\nlength","Gross\nwidth ","Aperture\narea (Aa)","Power output per collector \n\n",null,null,null,null,null,null,null,null,null,850,"Steady state","Liquid heating glazed collector","Steady state-glazed","η0, b","a1","a2","a3","a4","a5","a6","a7","a8","Kd",null,null,"W/(m²K)","W/(m²K²)","J/(m³K)","-","J/(m²K)","s/m","W/(m²K⁴)","W/(m²K⁴)","-",null,"q = AG G {(n0,hem*0.85 + n0,hem*0.15*Kd) - a1 (Tm-Ta)/G - a2 G [(Tm-Ta)/G])^2}",null,null,{"$f":"U13","v":"Steady state-glazed"},{"$f":"(n0x*Gb+n0x*xK_d*Gd-a_1*AV11-a_2*AV11^2-a_3*$AV$9*AV11+a_4*$AV$10-a5_6*0-a_67*G*$AV$9-a7_8*$AV$9*$AV$10-a_8*AV11^4)","v":886.5},858.4,793.2,716,626.79999999999995,470.5,756.1,{"$f":"(AX13+AY13)/2","v":754.6}]
[null,null,null,null,null,null,null,"Gb = 850 W/m2, Gd = 150 W/m2 & u = 1.3 m/s",null,null,null,null,null,null,null,null,null,150,"Steady state","Liquid heating un-glazed collector","Steady state-unglazed","η0,hem","a1","a2","a3","a4","a6","a7","a8","","",null,null,"W/(m²K)","W/(m²K²)","J/(m³K)","-","","s/m","W/(m²K⁴)","W/(m²K⁴)","-",null,"q = AG (G-85) {(n0,hem*0.85 + n0,hem*0.15*Kd) (1 - bu u) - (b1 + b2 u)(Tm-Ta)/(G-85)}","G\"","G - 85","Steady state-unglazed",{"$f":"+G*(n0x)-a_1*AV11-a_2*AV11^2-a_3*$AV$9+a_4*$AV$10-a5_6*$AV$9*G-a_67*$AV$9*$AV$10-a7_8*AV11^4","v":900.34},868.84,796.84,712.84,616.84,450.34]
[null,null,null,null,null,null,null,"ϑm - ϑa",null,null,null,null,null,null,null,null,null,1000,"Steady state","Air heating collector",{"$f":"+CONCATENATE(S15,T15)","v":"Steady stateAir heating collector"},null,null,null,null,null,null,null,null,null,null,null,null,null,null,null,null,null," ",null,null,null,null,"?",null,null,"Steady stateAir heating collector"]
[null,null,null,null,null,null,null,"0 K","10 K","30 K","50 K","70 K",{"$f":"CONCATENATE(TEXT(K49+30,\"###\"),\" K\")","v":"100 K"},null,null,null,null,null,"Quasi dynamic","Liquid heating glazed collector","Quasi dynamic-glazed","η0, b","a1","a2","a3","a4","a5","a6","a7","a8","Kd",null,null,"W/(m²K)","W/(m²K²)","J/(m³K)","-","J/(m²K)","s/m","W/(m²K⁴)","W/(m²K⁴)","-",null,"q = AG {G (n0,b Kb 0.85 + n0b Kd 0.15 - c6 3) - c1 (Tm-Ta) - c2 (tm-Ta)^2 - c3 3 (Tm-Ta) + c4 (-100)}",null,null,"Quasi dynamic-glazed",{"$f":"(n0x*Gb+n0x*xK_d*Gd-a_1*AV11-a_2*AV11^2-a_3*$AV$9*AV11+a_4*$AV$10-a5_6*0-a_67*G*$AV$9-a7_8*$AV$9*$AV$10-a_8*AV11^4)","v":886.5},858.4,793.2,716,626.79999999999995,470.5,{"$f":"(n0x*Gb+n0x*xK_d*Gd-a_1*BB11-a_2*BB11^2-a_3*$AV$9*BB11+a_4*$AV$10-a5_6*0-a_67*G*$AV$9-a7_8*$AV$9*$AV$10-a_8*BB11^4)","v":756.1},{"$f":"(AX16+AY16)/2","v":754.6}]
[null,null,"mm"," m²","mm","mm"," m²","W","W","W","W","W","W",null,null,null,null,null,"Quasi dynamic","Liquid heating un-glazed collector","Quasi dynamic-unglazed","η0, b","a1","a2","a3","a4","a5","a6","a7","a8","Kd",null,null,"W/(m²K)","W/(m²K²)","J/(m³K)","-","J/(m²K)","s/m","W/(m²K⁴)","W/(m²K⁴)","-",null,"q = AG {G (n0,b Kb 0.85 + n0b Kd 0.15 - c6 1) - c1 (Tm-Ta) - c2 (tm-Ta)^2 - c3 1 (Tm-Ta) + c4 (-100)}",null,null,"Quasi dynamic-unglazed",{"$f":"(n0x*Gb+n0x*$M$39*Gd-a_1*AV11-a_2*AV11^2-a_3*$AV$9*AV11+a_4*$AV$10-a5_6*0-a_67*G*$AV$9-a7_8*$AV$9*$AV$10-a_8*AV11^4)","v":886.5},858.4,793.2,716,626.79999999999995,470.5]
["Acol size A",null,50,1.35,1500,900,1,{"$f":"IF(VLOOKUP(p1_performance_test_method,$AU$11:$BA$18,AV$8,FALSE)<0,0,VLOOKUP(p1_performance_test_method,$AU$11:$BA$18,AV$8,FALSE))*$D18","v":1196.7750000000001},{"$f":"IF(VLOOKUP(p1_performance_test_method,$AU$11:$BA$18,AW$8,FALSE)<0,0,VLOOKUP(p1_performance_test_method,$AU$11:$BA$18,AW$8,FALSE))*$D18","v":1158.8400000000001},{"$f":"IF(VLOOKUP(p1_performance_test_method,$AU$11:$BA$18,AX$8,FALSE)<0,0,VLOOKUP(p1_performance_test_method,$AU$11:$BA$18,AX$8,FALSE))*$D18","v":1070.8200000000002},{"$f":"IF(VLOOKUP(p1_performance_test_method,$AU$11:$BA$18,AY$8,FALSE)<0,0,VLOOKUP(p1_performance_test_method,$AU$11:$BA$18,AY$8,FALSE))*$D18","v":966.6},{"$f":"IF(VLOOKUP(p1_performance_test_method,$AU$11:$BA$18,AZ$8,FALSE)<0,0,VLOOKUP(p1_performance_test_method,$AU$11:$BA$18,AZ$8,FALSE))*$D18","v":846.18},{"$f":"IF(VLOOKUP(p1_performance_test_method,$AU$11:$BA$18,BA$8,FALSE)<0,0,VLOOKUP(p1_performance_test_method,$AU$11:$BA$18,BA$8,FALSE))*$D18","v":635.17500000000007},null,null,null,null,null,"Quasi dynamic","Air heating collector",{"$f":"+CONCATENATE(S18,T18)","v":"Quasi dynamicAir heating collector"},null,null,null,null,null,null,null,null,null,null,null,null,null,null,null,null,null,null,null,null,null,null,"?",null,null,"Quasi dynamicAir heating collector"]
["Acol size B",null,50,2.2050000000000001,2100,1050,2,1954.7325000000001,1892.7719999999999,1749.0060000000001,1578.78,1382.0940000000001,1037.4525000000001]
[null,null,null,null,null,null,null,0,0,0,0,0,0]
[null,null,null,null,null,null,null,0,0,0,0,0,0,null,null,null,null,null,null,null,null,"EN 12975-2"]
[null,null,null,null,null,null,null,0,0,0,0,0,0,null,null,null,null,null,null,null,null,2,3,4,5,6,7,8,null,null,null,null,9,10,11,12,13,14,15]
[null,null,null,null,null,null,null,0,0,0,0,0,0,null,null,null,null,null,null,null,null,null,null,null,null,null,null,null,null,null,null,null,null,null,null,null,null,null,null,null,null,null,null,null,null,null,null,"EN 12975-2"]
[null,null,null,null,null,null,null,0,0,0,0,0,0,null,null,null,null,null,null,null,null,null,null,null,null,null,null,null,null,null,null,null,null,null,null,null,null,null,null,null,null,null,null,null,null,null,null,2,3,4,5,6,7]
[null,null,null,null,null,null,null,0,0,0,0,0,0,null,null,null,null,null,null,null,null,"η0,b","c1","c2","c3","c4","c6","Kd",null,null,null,null,null,"c1","c2","c3 or bu","c4","c6","Kd",null,null,null,null,null,null,null,"Wind speed (m/s)",1,null,1.5,null,3]
[null,null,null,null,null,null,null,0,0,0,0,0,0,null,null,null,null,null,"Method chosen"]
[null,null,null,null,null,null,null,0,0,0,0,0,0,null,null,null,null,null,{"$f":"TRIM(LEFT(SUBSTITUTE(D36,\" \",REPT(\" \",100)),200))","v":"Quasi dynamic"},null,"Steady state-glazed","η0","a1","a2"," "," "," "," ",null,null,null,null,null,"W/(m²K)","W/(m²K²)"," "," "," "," ",null,null,null,null,null,null,null,"Tm - Ta",0,10,30,50,70,{"$f":"BA11","v":100}]
[null,null,null,null,null,null,null,0,0,0,0,0,0,null,null,null,null,null,{"$f":"IF(p1_collector_type=S7,\"glazed\",\"glazed\")","v":"glazed"},null,"Steady state-unglazed",{"$f":"\" \"","v":" "}," "," "," "," "," "," ",null,null,null,null,null,{"$f":"\" \"","v":" "}," "," "," "," "," "]
[null,null,null,null,null,null,null,0,0,0,0,0,0,null,null,null,null,null,{"$f":"S27&\"-\"&S28","v":"Quasi dynamic-glazed"},null,"Steady stateAir heating collector",null,null,null,null,null,null,null,null,null,null,null,null,null,null,null,null,null," ",null,null,null,null,null,null,null,"Steady state-glazed",{"$f":"+G*(n0x)-xc_1*AV27-xc_2*(AV27)^2","v":900},879.85,719.55,399.25,-81.049999999999955,-1101.5]
[null,null,null,null,null,null,null,0,0,0,0,0,0,null,null,null,null,null,null,null,"Quasi dynamic-glazed","η0,b","c1","c2","c3","c4","c6","Kd",null,null,null,null,null,"W/(m²K)","W/(m²K²)","J/(m³K)","-","s/m","-",null,null,null,null,null,null,null,"Steady state-unglazed",{"$f":"\" \"","v":" "}," "," "," "," "," "]
[null,null,null,null,null,null,null,0,0,0,0,0,0,null,null,null,null,null,null,null,"Quasi dynamic-unglazed","η0,b","c1","c2","c3","c4","c6","Kd",null,null,null,null,null,"W/(m²K)","W/(m²K²)","J/(m³K)","-","s/m","-",null,null,null,null,null,null,null,"Steady stateAir heating collector"]
[null,null,null,null,null,null,null,0,0,0,0,0,0,null,null,null,null,null,null,null,"Quasi dynamicAir heating collector",null,null,null,null,null,null,null,null,null,null,null,null,null,null,null,null,null,null,null,null,null,null,null,null,null,"Quasi dynamic-glazed",{"$f":"G*(xn_0*0.85+xn_0*0.15*xK_d-xc_5*3) -xc_1*AV$11-xc_2*AV$11^2-xc_3*3*AV$11+xc_4*-100","v":2954.9999999999995},2934.8499999999995,2774.5499999999997,2454.2499999999995,1973.9499999999994,953.49999999999955]
[null,null,null,null,null,null,null,0,0,0,0,0,0,null,null,null,null,null,null,null,null,null,null,null,null,null,null,null,null,null,null,null,null,null,null,null,null,null,null,null,null,null,null,null,null,null,"Quasi dynamic-unglazed",{"$f":"+G*(xn_0*0.85+xn_0*0.15*xK_d-xc_5*1) -xc_1*AV$11-xc_2*AV$11^2-xc_3*1*AV$11+xc_4*-100","v":2954.9999999999995},2934.8499999999995,2774.5499999999997,2454.2499999999995,1973.9499999999994,953.49999999999955]
["Power output per m² gross area",null,null,null,null,null,null,{"$f":"IF(VLOOKUP(p1_performance_test_method,$AU$11:$BA$18,AV$8,FALSE)<0,0,VLOOKUP(p1_performance_test_method,$AU$11:$BA$18,AV$8,FALSE))","v":886.5},858.4,793.2,716,626.79999999999995,470.5,null,null,null,null,null,null,null,null,null,null,null,null,null,null,null,null,null,null,null,null,null,null,null,null,null,null,null,null,null,null,null,null,null,"Quasi dynamicAir heating collector"]
[]
["Performance parameters test method",null,null,"Quasi dynamic",null,null,null,null,null,null,null,null,null,{"$f":"IF(S2=\"EN 12975-2\",IF(AND(p1_collector_type=\"Flat plate collector, unglazed\",NOT(p1_performance_test_method=\"Quasi dynamic-unglazed\")),\"The steady-state model is not yet implemented for unglazed collectors according to EN 12975-2\",\"\"),\"\")","v":""},null,null,null,null,"Steady state - indoor"]
["Performance parameters (related to AG)",null,null,{"$f":"VLOOKUP(p1_performance_test_method,$U$13:$AE$18,V8,FALSE)","v":"η0, b"},"a1","a2","a3","a4","a5","a6","a7","a8","Kd",null,null,null,null,null,"Steady state - outdoor"]
["Units",null,null,"-",{"$f":"IF(E37=\"\",\"\",LOOKUP(E37,$AH$11:$AP$11,$AH$16:$AP$16))","v":"W/(m²K)"},{"$f":"IF(F37=\"\",\"\",LOOKUP(F37,$AH$11:$AP$11,$AH$16:$AP$16))","v":"W/(m²K²)"},"J/(m³K)","-","J/(m²K)","s/m","W/(m²K⁴)","W/(m²K⁴)","-",null,null,null,null,null,"Quasi dynamic",null,null,null,null,null,null,null,null,null,null,null,null,null,null,null,null,null,null,null,null,null,null,null,null,null,null,null,"Steady state-glazed",{"$f":"(AV29-AV13)/AV13","v":1.5228426395939087E-2},2.4988350419384957E-2,-9.2851739788199814E-2,-0.44238826815642457,-1.1293075941289086,-3.3411264612114771]
["Test results",null,null,0.9,3,1.4999999999999999E-2,0.2,0,0,0,0,0,0.9]
[]
["Incidence angle modifier test method",null,null,null,"Quasi dynamic - outdoor",null,null,null,null,null,null,null,null,null,null,null,null,null,"Steady state - indoor"]
[null,null,null,"Yes",null,null,null,null,null,null,null,null,null,null,null,null,null,null,"Steady state - outdoor"]
["Incidence angle modifier",null,null,"Angle",10,20,30,40,50,60,70,80,90,null,null,null,null,null,"Quasi dynamic - outdoor",null,null,null,null,null,null,null,null,null,null,null,null,null,null,null,null,null,null,null,null,null,null,null,null,null,null,null,null,"EN ISO 9806"]
["Transversal",null,null,"KθT,coll",1.03,1.05,1.17,1.29,1.54,1.54,1.37,0.69,0,{"$f":"IF(COUNTBLANK(E44:L45)>0,\"IAM input data is missing!\",\"\")","v":""},null,null,null,null,null,null,null,null,null,null,null,null,null,null,null,null,null,null,null,null,null,null,null,null,null,null,null,null,null,null,null,null,null,2,3,4,5,6,7]
["Longitudinal",null,null,"KθL,coll",0.998,1,0.99,0.97,0.94,0.87,0.73,0.36499999999999977,0,null,null,null,null,null,null,null,null,null,null,null,null,null,null,null,null,null,null,null,null,null,null,null,null,null,null,null,null,null,null,null,null,null,"Wind speed (m/s)",1,null,1.5,null,3]
[]
["Heat transfer medium for testing",null,null,null,null,null,null,null,"Water-Glycole",null,null,null,null,null,null,null,null,null,"Water",null,null,null,null,null,null,null,null,null,null,null,null,null,null,null,null,null,null,null,null,null,null,null,null,null,null,null,"Tm - Ta",0,10,30,50,70,134]
["Flow rate for testing (per gross area, AG)",null,null,null,null,null,null,null,"dm/dt",null,0.02,"kg/(sm²)",null,null,null,null,null,null,"Water-Glycole"]
["Maximum temperature difference during thermal performance test",null,null,null,null,null,null,null,"(ϑm-ϑa)max",null,70,"K",null,null,null,null,null,null,"Air",null,null,null,null,null,null,null,null,null,null,null,null,null,null,null,null,null,null,null,null,null,null,null,null,null,null,null,"Steady state-glazed",2560,2541.85,2397.5500000000002,2109.25,1676.9499999999998,-674.09000000000015]
["Standard stagnation temperature (G = 1000 W/m²; ϑa = 30 °C)",null,null,null,null,null,null,null,"ϑstg",null,176,"°C",null,null,null,null,null,null,"Yes",null,null,null,null,null,null,null,null,null,null,null,null,null,null,null,null,null,null,null,null,null,null,null,null,null,null,null,"Steady state-unglazed",2559.61,null,2559.4299999999998,null,2558.89]
["Maximum operating temperature",null,null,null,null,null,null,null,"ϑmax_op",null,100,"°C",null,null,null,null,null,null,"No",null,null,null,null,null,null,null,null,null,null,null,null,null,null,null,null,null,null,null,null,null,null,null,null,null,null,null,"Quasi dynamic-glazed",-553.99999999999977,-572.14999999999975,-716.44999999999982,-1004.7499999999998,-1437.0499999999997,-3788.0899999999997]
["Maximum operating pressure",null,null,null,null,null,null,null,"pmax,op",null,100,"kPa",null,null,null,null,null,null,null,null,null,null,null,null,null,null,null,null,null,null,null,null,null,null,null,null,null,null,null,null,null,null,null,null,null,null,"Quasi dynamic-unglazed",1266,1247.8499999999999,1103.55,815.25,382.95000000000005,-1968.09]
[]
["Testing laboratory",null,"Atestlab",null,null,null,null,null,"http://www.testlab.domain"]
["Test report(s)",null,"Report 1",null,null,null,null,null,"Dated",null,"2016-01-01"]
[null,null,"Report 2",null,null,null,null,null,null,null,"2016-01-01"]
[null,null,"Report 3 ",null,null,null,null,null,null,null,"2016-01-01"]
[]
["Comments of testing laboratory",null,null,null,null,null,null,null,"Datasheet version: 6.0, 2018-10-30"]
["Example comment\nThermal performance parameters are given for the PV-module working with max. electrical power output ('MPP mode')\n",null,null,null,null,null,null,null,"Stamp & signature of test lab"]
[]
["CERTIFICATION BODY FOOTER\naddress etc."]
[]
[]
[null,null,null,0.2,0.4,0.6,0.8,1,1.2,1.4,1.6,1.8,2]
[null,null,null,null,null,null,null,null,0,10,30,50,70]
[null,null,null,null,null,null,null,null,null,1,1.5,3]
[]
[]
[]
[null,null,null,null,"n0,b"]

{"sheet":"EN ISO 9806 page 2","index":11,"n_rows":67,"n_cols":37,"rows_kept":67,"cut":false,"hidden":true,"merged":[[25,12,25,23],[0,0,0,23],[1,0,1,23],[2,0,2,16],[2,17,2,20],[2,21,2,23],[3,0,3,16],[3,17,3,20],[3,21,3,23],[8,0,8,11],[9,0,9,11],[10,0,10,11],[11,0,11,11],[12,0,12,11],[13,0,13,11],[4,0,4,23],[5,0,5,23],[6,0,7,5],[6,6,6,11],[6,12,6,14],[6,15,6,17],[6,18,6,20],[6,21,6,23],[20,0,20,11],[21,0,21,11],[22,0,22,11],[23,0,23,11],[24,0,24,11],[26,0,26,11],[14,0,14,11],[15,0,15,11],[16,0,16,11],[17,0,17,11],[18,0,18,11],[19,0,19,11],[25,0,25,11],[28,0,28,11],[28,12,28,14],[28,15,28,17],[28,18,28,20],[28,21,28,23],[29,0,30,23],[26,12,26,14],[26,15,26,17],[26,18,26,20],[26,21,26,23],[27,0,27,11],[27,12,27,14],[27,15,27,17],[27,18,27,20],[27,21,27,23],[36,0,36,23],[37,0,37,19],[37,20,37,21],[37,22,37,23],[39,0,39,19],[39,20,39,21],[39,22,39,23],[32,0,32,23],[33,0,33,19],[33,20,33,23],[34,0,34,19],[34,20,34,23],[38,0,38,5],[38,6,38,10],[38,11,38,14],[38,15,38,17],[38,18,38,21],[38,22,38,23],[35,0,35,23],[48,28,48,29],[46,0,46,23],[47,0,47,11],[47,12,47,14],[47,15,47,23],[48,0,48,11],[48,12,48,14],[40,0,40,19],[40,20,40,21],[40,22,40,23],[41,0,41,19],[41,20,41,21],[41,22,41,23],[42,0,42,23],[43,0,43,14],[43,15,43,23],[44,0,44,14],[44,15,44,23],[45,0,45,14],[52,15,52,23],[51,15,51,23],[50,15,50,23],[49,15,49,23],[48,15,48,23],[49,0,49,11],[49,12,49,14],[50,0,50,11],[50,12,50,14],[51,0,51,11],[51,12,51,14],[52,0,52,11],[52,12,52,14],[57,20,57,21],[57,22,57,23],[53,12,53,14],[54,0,54,11],[54,12,54,14],[55,0,55,11],[55,12,55,14],[56,0,56,14],[55,15,55,23],[54,15,54,23],[53,15,53,23],[53,0,53,11],[56,15,56,23],[57,0,57,11],[57,12,57,14],[57,15,57,19],[66,0,66,23],[60,15,60,19],[60,20,60,21],[60,22,60,23],[61,15,65,23],[58,0,65,14],[58,15,58,19],[58,20,58,21],[58,22,58,23],[59,15,59,19],[59,20,59,21],[59,22,59,23]]}
[{"$f":"IF('EN ISO 9806 page 1'!A1:M1=\"\",\"\",'EN ISO 9806 page 1'!A1:M1)","v":"CERTIFICATION BODY HEADER\nfield available for logo etc."}]
["Page 2/2"]
["Annex to Solar Keymark Certificate",null,null,null,null,null,null,null,null,null,null,null,null,null,null,null,null,"Licence Number",null,null,null,{"$f":"'EN ISO 9806 page 1'!K3","v":"CERTNO-01C"}]
["Supplementary Information ",null,null,null,null,null,null,null,null,null,null,null,null,null,null,null,null,"Issued",null,null,null,{"$f":"'EN ISO 9806 page 1'!K4","v":"2018-10-30"}]
[]
["Annual collector output in kWh/collector at mean fluid temperature ϑm"]
["Collector name",null,null,null,null,null,"Standard Locations",null,null,null,null,null,"Athens",null,null,"Davos",null,null,"Stockholm",null,null,"Würzburg"]
[null,null,null,null,null,null,null,null,null,null,null,"ϑm",25,50,75,{"$f":"M8","v":25},{"$f":"N8","v":50},75,25,50,75,25,50,75]
[{"$f":"IF('EN ISO 9806 page 1'!A18<>\"\",'EN ISO 9806 page 1'!A18,\"\")","v":"Acol size A"},null,null,null,null,null,null,null,null,null,null,null,2219.0853150438743,1797.6938834016289,1376.6583970970798,1809.3414205259937,1436.8935182014868,1081.3608209068018,1326.7369100391606,1020.1490416488122,745.0750662364652,1419.8544043308609,1093.7349261636848,792.81044210252628]
[{"$f":"IF('EN ISO 9806 page 1'!A19<>\"\",'EN ISO 9806 page 1'!A19,\"\")","v":"Acol size B"},null,null,null,null,null,null,null,null,null,null,null,{"$f":"IF(AND($A10<>\"\", M$9<>\"\"), M$9*'EN ISO 9806 page 1'!$D19/'EN ISO 9806 page 1'!$D$18, \"\")","v":3624.5060145716611},{"$f":"IF(AND($A10<>\"\", N$9<>\"\"), N$9*'EN ISO 9806 page 1'!$D19/'EN ISO 9806 page 1'!$D$18, \"\")","v":2936.2333428893271},{"$f":"IF(AND($A10<>\"\", O$9<>\"\"), O$9*'EN ISO 9806 page 1'!$D19/'EN ISO 9806 page 1'!$D$18, \"\")","v":2248.5420485918971},{"$f":"IF(AND($A10<>\"\", P$9<>\"\"), P$9*'EN ISO 9806 page 1'!$D19/'EN ISO 9806 page 1'!$D$18, \"\")","v":2955.2576535257895},{"$f":"IF(AND($A10<>\"\", Q$9<>\"\"), Q$9*'EN ISO 9806 page 1'!$D19/'EN ISO 9806 page 1'!$D$18, \"\")","v":2346.9260797290949},{"$f":"IF(AND($A10<>\"\", R$9<>\"\"), R$9*'EN ISO 9806 page 1'!$D19/'EN ISO 9806 page 1'!$D$18, \"\")","v":1766.2226741477762},{"$f":"IF(AND($A10<>\"\", S$9<>\"\"), S$9*'EN ISO 9806 page 1'!$D19/'EN ISO 9806 page 1'!$D$18, \"\")","v":2167.003619730629},{"$f":"IF(AND($A10<>\"\", T$9<>\"\"), T$9*'EN ISO 9806 page 1'!$D19/'EN ISO 9806 page 1'!$D$18, \"\")","v":1666.24343469306},{"$f":"IF(AND($A10<>\"\", U$9<>\"\"), U$9*'EN ISO 9806 page 1'!$D19/'EN ISO 9806 page 1'!$D$18, \"\")","v":1216.9559415195597},{"$f":"IF(AND($A10<>\"\", V$9<>\"\"), V$9*'EN ISO 9806 page 1'!$D19/'EN ISO 9806 page 1'!$D$18, \"\")","v":2319.0955270737395},{"$f":"IF(AND($A10<>\"\", W$9<>\"\"), W$9*'EN ISO 9806 page 1'!$D19/'EN ISO 9806 page 1'!$D$18, \"\")","v":1786.4337127340186},{"$f":"IF(AND($A10<>\"\", X$9<>\"\"), X$9*'EN ISO 9806 page 1'!$D19/'EN ISO 9806 page 1'!$D$18, \"\")","v":1294.9237221007929}]
[{"$f":"IF('EN ISO 9806 page 1'!A20<>\"\",'EN ISO 9806 page 1'!A20,\"\")","v":""},null,null,null,null,null,null,null,null,null,null,null,{"$f":"IF(AND($A11<>\"\", M$9<>\"\"), M$9*'EN ISO 9806 page 1'!$D20/'EN ISO 9806 page 1'!$D$18, \"\")","v":""},{"$f":"IF(AND($A11<>\"\", N$9<>\"\"), N$9*'EN ISO 9806 page 1'!$D20/'EN ISO 9806 page 1'!$D$18, \"\")","v":""},{"$f":"IF(AND($A11<>\"\", O$9<>\"\"), O$9*'EN ISO 9806 page 1'!$D20/'EN ISO 9806 page 1'!$D$18, \"\")","v":""},{"$f":"IF(AND($A11<>\"\", P$9<>\"\"), P$9*'EN ISO 9806 page 1'!$D20/'EN ISO 9806 page 1'!$D$18, \"\")","v":""},{"$f":"IF(AND($A11<>\"\", Q$9<>\"\"), Q$9*'EN ISO 9806 page 1'!$D20/'EN ISO 9806 page 1'!$D$18, \"\")","v":""},{"$f":"IF(AND($A11<>\"\", R$9<>\"\"), R$9*'EN ISO 9806 page 1'!$D20/'EN ISO 9806 page 1'!$D$18, \"\")","v":""},{"$f":"IF(AND($A11<>\"\", S$9<>\"\"), S$9*'EN ISO 9806 page 1'!$D20/'EN ISO 9806 page 1'!$D$18, \"\")","v":""},{"$f":"IF(AND($A11<>\"\", T$9<>\"\"), T$9*'EN ISO 9806 page 1'!$D20/'EN ISO 9806 page 1'!$D$18, \"\")","v":""},{"$f":"IF(AND($A11<>\"\", U$9<>\"\"), U$9*'EN ISO 9806 page 1'!$D20/'EN ISO 9806 page 1'!$D$18, \"\")","v":""},{"$f":"IF(AND($A11<>\"\", V$9<>\"\"), V$9*'EN ISO 9806 page 1'!$D20/'EN ISO 9806 page 1'!$D$18, \"\")","v":""},{"$f":"IF(AND($A11<>\"\", W$9<>\"\"), W$9*'EN ISO 9806 page 1'!$D20/'EN ISO 9806 page 1'!$D$18, \"\")","v":""},{"$f":"IF(AND($A11<>\"\", X$9<>\"\"), X$9*'EN ISO 9806 page 1'!$D20/'EN ISO 9806 page 1'!$D$18, \"\")","v":""}]
[{"$f":"IF('EN ISO 9806 page 1'!A21<>\"\",'EN ISO 9806 page 1'!A21,\"\")","v":""},null,null,null,null,null,null,null,null,null,null,null,{"$f":"IF(AND($A12<>\"\", M$9<>\"\"), M$9*'EN ISO 9806 page 1'!$D21/'EN ISO 9806 page 1'!$D$18, \"\")","v":""},{"$f":"IF(AND($A12<>\"\", N$9<>\"\"), N$9*'EN ISO 9806 page 1'!$D21/'EN ISO 9806 page 1'!$D$18, \"\")","v":""},{"$f":"IF(AND($A12<>\"\", O$9<>\"\"), O$9*'EN ISO 9806 page 1'!$D21/'EN ISO 9806 page 1'!$D$18, \"\")","v":""},{"$f":"IF(AND($A12<>\"\", P$9<>\"\"), P$9*'EN ISO 9806 page 1'!$D21/'EN ISO 9806 page 1'!$D$18, \"\")","v":""},{"$f":"IF(AND($A12<>\"\", Q$9<>\"\"), Q$9*'EN ISO 9806 page 1'!$D21/'EN ISO 9806 page 1'!$D$18, \"\")","v":""},{"$f":"IF(AND($A12<>\"\", R$9<>\"\"), R$9*'EN ISO 9806 page 1'!$D21/'EN ISO 9806 page 1'!$D$18, \"\")","v":""},{"$f":"IF(AND($A12<>\"\", S$9<>\"\"), S$9*'EN ISO 9806 page 1'!$D21/'EN ISO 9806 page 1'!$D$18, \"\")","v":""},{"$f":"IF(AND($A12<>\"\", T$9<>\"\"), T$9*'EN ISO 9806 page 1'!$D21/'EN ISO 9806 page 1'!$D$18, \"\")","v":""},{"$f":"IF(AND($A12<>\"\", U$9<>\"\"), U$9*'EN ISO 9806 page 1'!$D21/'EN ISO 9806 page 1'!$D$18, \"\")","v":""},{"$f":"IF(AND($A12<>\"\", V$9<>\"\"), V$9*'EN ISO 9806 page 1'!$D21/'EN ISO 9806 page 1'!$D$18, \"\")","v":""},{"$f":"IF(AND($A12<>\"\", W$9<>\"\"), W$9*'EN ISO 9806 page 1'!$D21/'EN ISO 9806 page 1'!$D$18, \"\")","v":""},{"$f":"IF(AND($A12<>\"\", X$9<>\"\"), X$9*'EN ISO 9806 page 1'!$D21/'EN ISO 9806 page 1'!$D$18, \"\")","v":""}]
[{"$f":"IF('EN ISO 9806 page 1'!A22<>\"\",'EN ISO 9806 page 1'!A22,\"\")","v":""},null,null,null,null,null,null,null,null,null,null,null,{"$f":"IF(AND($A13<>\"\", M$9<>\"\"), M$9*'EN ISO 9806 page 1'!$D22/'EN ISO 9806 page 1'!$D$18, \"\")","v":""},{"$f":"IF(AND($A13<>\"\", N$9<>\"\"), N$9*'EN ISO 9806 page 1'!$D22/'EN ISO 9806 page 1'!$D$18, \"\")","v":""},{"$f":"IF(AND($A13<>\"\", O$9<>\"\"), O$9*'EN ISO 9806 page 1'!$D22/'EN ISO 9806 page 1'!$D$18, \"\")","v":""},{"$f":"IF(AND($A13<>\"\", P$9<>\"\"), P$9*'EN ISO 9806 page 1'!$D22/'EN ISO 9806 page 1'!$D$18, \"\")","v":""},{"$f":"IF(AND($A13<>\"\", Q$9<>\"\"), Q$9*'EN ISO 9806 page 1'!$D22/'EN ISO 9806 page 1'!$D$18, \"\")","v":""},{"$f":"IF(AND($A13<>\"\", R$9<>\"\"), R$9*'EN ISO 9806 page 1'!$D22/'EN ISO 9806 page 1'!$D$18, \"\")","v":""},{"$f":"IF(AND($A13<>\"\", S$9<>\"\"), S$9*'EN ISO 9806 page 1'!$D22/'EN ISO 9806 page 1'!$D$18, \"\")","v":""},{"$f":"IF(AND($A13<>\"\", T$9<>\"\"), T$9*'EN ISO 9806 page 1'!$D22/'EN ISO 9806 page 1'!$D$18, \"\")","v":""},{"$f":"IF(AND($A13<>\"\", U$9<>\"\"), U$9*'EN ISO 9806 page 1'!$D22/'EN ISO 9806 page 1'!$D$18, \"\")","v":""},{"$f":"IF(AND($A13<>\"\", V$9<>\"\"), V$9*'EN ISO 9806 page 1'!$D22/'EN ISO 9806 page 1'!$D$18, \"\")","v":""},{"$f":"IF(AND($A13<>\"\", W$9<>\"\"), W$9*'EN ISO 9806 page 1'!$D22/'EN ISO 9806 page 1'!$D$18, \"\")","v":""},{"$f":"IF(AND($A13<>\"\", X$9<>\"\"), X$9*'EN ISO 9806 page 1'!$D22/'EN ISO 9806 page 1'!$D$18, \"\")","v":""}]
[{"$f":"IF('EN ISO 9806 page 1'!A23<>\"\",'EN ISO 9806 page 1'!A23,\"\")","v":""},null,null,null,null,null,null,null,null,null,null,null,{"$f":"IF(AND($A14<>\"\", M$9<>\"\"), M$9*'EN ISO 9806 page 1'!$D23/'EN ISO 9806 page 1'!$D$18, \"\")","v":""},{"$f":"IF(AND($A14<>\"\", N$9<>\"\"), N$9*'EN ISO 9806 page 1'!$D23/'EN ISO 9806 page 1'!$D$18, \"\")","v":""},{"$f":"IF(AND($A14<>\"\", O$9<>\"\"), O$9*'EN ISO 9806 page 1'!$D23/'EN ISO 9806 page 1'!$D$18, \"\")","v":""},{"$f":"IF(AND($A14<>\"\", P$9<>\"\"), P$9*'EN ISO 9806 page 1'!$D23/'EN ISO 9806 page 1'!$D$18, \"\")","v":""},{"$f":"IF(AND($A14<>\"\", Q$9<>\"\"), Q$9*'EN ISO 9806 page 1'!$D23/'EN ISO 9806 page 1'!$D$18, \"\")","v":""},{"$f":"IF(AND($A14<>\"\", R$9<>\"\"), R$9*'EN ISO 9806 page 1'!$D23/'EN ISO 9806 page 1'!$D$18, \"\")","v":""},{"$f":"IF(AND($A14<>\"\", S$9<>\"\"), S$9*'EN ISO 9806 page 1'!$D23/'EN ISO 9806 page 1'!$D$18, \"\")","v":""},{"$f":"IF(AND($A14<>\"\", T$9<>\"\"), T$9*'EN ISO 9806 page 1'!$D23/'EN ISO 9806 page 1'!$D$18, \"\")","v":""},{"$f":"IF(AND($A14<>\"\", U$9<>\"\"), U$9*'EN ISO 9806 page 1'!$D23/'EN ISO 9806 page 1'!$D$18, \"\")","v":""},{"$f":"IF(AND($A14<>\"\", V$9<>\"\"), V$9*'EN ISO 9806 page 1'!$D23/'EN ISO 9806 page 1'!$D$18, \"\")","v":""},{"$f":"IF(AND($A14<>\"\", W$9<>\"\"), W$9*'EN ISO 9806 page 1'!$D23/'EN ISO 9806 page 1'!$D$18, \"\")","v":""},{"$f":"IF(AND($A14<>\"\", X$9<>\"\"), X$9*'EN ISO 9806 page 1'!$D23/'EN ISO 9806 page 1'!$D$18, \"\")","v":""}]
[{"$f":"IF('EN ISO 9806 page 1'!A24<>\"\",'EN ISO 9806 page 1'!A24,\"\")","v":""},null,null,null,null,null,null,null,null,null,null,null,{"$f":"IF(AND($A15<>\"\", M$9<>\"\"), M$9*'EN ISO 9806 page 1'!$D24/'EN ISO 9806 page 1'!$D$18, \"\")","v":""},{"$f":"IF(AND($A15<>\"\", N$9<>\"\"), N$9*'EN ISO 9806 page 1'!$D24/'EN ISO 9806 page 1'!$D$18, \"\")","v":""},{"$f":"IF(AND($A15<>\"\", O$9<>\"\"), O$9*'EN ISO 9806 page 1'!$D24/'EN ISO 9806 page 1'!$D$18, \"\")","v":""},{"$f":"IF(AND($A15<>\"\", P$9<>\"\"), P$9*'EN ISO 9806 page 1'!$D24/'EN ISO 9806 page 1'!$D$18, \"\")","v":""},{"$f":"IF(AND($A15<>\"\", Q$9<>\"\"), Q$9*'EN ISO 9806 page 1'!$D24/'EN ISO 9806 page 1'!$D$18, \"\")","v":""},{"$f":"IF(AND($A15<>\"\", R$9<>\"\"), R$9*'EN ISO 9806 page 1'!$D24/'EN ISO 9806 page 1'!$D$18, \"\")","v":""},{"$f":"IF(AND($A15<>\"\", S$9<>\"\"), S$9*'EN ISO 9806 page 1'!$D24/'EN ISO 9806 page 1'!$D$18, \"\")","v":""},{"$f":"IF(AND($A15<>\"\", T$9<>\"\"), T$9*'EN ISO 9806 page 1'!$D24/'EN ISO 9806 page 1'!$D$18, \"\")","v":""},{"$f":"IF(AND($A15<>\"\", U$9<>\"\"), U$9*'EN ISO 9806 page 1'!$D24/'EN ISO 9806 page 1'!$D$18, \"\")","v":""},{"$f":"IF(AND($A15<>\"\", V$9<>\"\"), V$9*'EN ISO 9806 page 1'!$D24/'EN ISO 9806 page 1'!$D$18, \"\")","v":""},{"$f":"IF(AND($A15<>\"\", W$9<>\"\"), W$9*'EN ISO 9806 page 1'!$D24/'EN ISO 9806 page 1'!$D$18, \"\")","v":""},{"$f":"IF(AND($A15<>\"\", X$9<>\"\"), X$9*'EN ISO 9806 page 1'!$D24/'EN ISO 9806 page 1'!$D$18, \"\")","v":""}]
[{"$f":"IF('EN ISO 9806 page 1'!A25<>\"\",'EN ISO 9806 page 1'!A25,\"\")","v":""},null,null,null,null,null,null,null,null,null,null,null,{"$f":"IF(AND($A16<>\"\", M$9<>\"\"), M$9*'EN ISO 9806 page 1'!$D25/'EN ISO 9806 page 1'!$D$18, \"\")","v":""},{"$f":"IF(AND($A16<>\"\", N$9<>\"\"), N$9*'EN ISO 9806 page 1'!$D25/'EN ISO 9806 page 1'!$D$18, \"\")","v":""},{"$f":"IF(AND($A16<>\"\", O$9<>\"\"), O$9*'EN ISO 9806 page 1'!$D25/'EN ISO 9806 page 1'!$D$18, \"\")","v":""},{"$f":"IF(AND($A16<>\"\", P$9<>\"\"), P$9*'EN ISO 9806 page 1'!$D25/'EN ISO 9806 page 1'!$D$18, \"\")","v":""},{"$f":"IF(AND($A16<>\"\", Q$9<>\"\"), Q$9*'EN ISO 9806 page 1'!$D25/'EN ISO 9806 page 1'!$D$18, \"\")","v":""},{"$f":"IF(AND($A16<>\"\", R$9<>\"\"), R$9*'EN ISO 9806 page 1'!$D25/'EN ISO 9806 page 1'!$D$18, \"\")","v":""},{"$f":"IF(AND($A16<>\"\", S$9<>\"\"), S$9*'EN ISO 9806 page 1'!$D25/'EN ISO 9806 page 1'!$D$18, \"\")","v":""},{"$f":"IF(AND($A16<>\"\", T$9<>\"\"), T$9*'EN ISO 9806 page 1'!$D25/'EN ISO 9806 page 1'!$D$18, \"\")","v":""},{"$f":"IF(AND($A16<>\"\", U$9<>\"\"), U$9*'EN ISO 9806 page 1'!$D25/'EN ISO 9806 page 1'!$D$18, \"\")","v":""},{"$f":"IF(AND($A16<>\"\", V$9<>\"\"), V$9*'EN ISO 9806 page 1'!$D25/'EN ISO 9806 page 1'!$D$18, \"\")","v":""},{"$f":"IF(AND($A16<>\"\", W$9<>\"\"), W$9*'EN ISO 9806 page 1'!$D25/'EN ISO 9806 page 1'!$D$18, \"\")","v":""},{"$f":"IF(AND($A16<>\"\", X$9<>\"\"), X$9*'EN ISO 9806 page 1'!$D25/'EN ISO 9806 page 1'!$D$18, \"\")","v":""}]
[{"$f":"IF('EN ISO 9806 page 1'!A26<>\"\",'EN ISO 9806 page 1'!A26,\"\")","v":""},null,null,null,null,null,null,null,null,null,null,null,{"$f":"IF(AND($A17<>\"\", M$9<>\"\"), M$9*'EN ISO 9806 page 1'!$D26/'EN ISO 9806 page 1'!$D$18, \"\")","v":""},{"$f":"IF(AND($A17<>\"\", N$9<>\"\"), N$9*'EN ISO 9806 page 1'!$D26/'EN ISO 9806 page 1'!$D$18, \"\")","v":""},{"$f":"IF(AND($A17<>\"\", O$9<>\"\"), O$9*'EN ISO 9806 page 1'!$D26/'EN ISO 9806 page 1'!$D$18, \"\")","v":""},{"$f":"IF(AND($A17<>\"\", P$9<>\"\"), P$9*'EN ISO 9806 page 1'!$D26/'EN ISO 9806 page 1'!$D$18, \"\")","v":""},{"$f":"IF(AND($A17<>\"\", Q$9<>\"\"), Q$9*'EN ISO 9806 page 1'!$D26/'EN ISO 9806 page 1'!$D$18, \"\")","v":""},{"$f":"IF(AND($A17<>\"\", R$9<>\"\"), R$9*'EN ISO 9806 page 1'!$D26/'EN ISO 9806 page 1'!$D$18, \"\")","v":""},{"$f":"IF(AND($A17<>\"\", S$9<>\"\"), S$9*'EN ISO 9806 page 1'!$D26/'EN ISO 9806 page 1'!$D$18, \"\")","v":""},{"$f":"IF(AND($A17<>\"\", T$9<>\"\"), T$9*'EN ISO 9806 page 1'!$D26/'EN ISO 9806 page 1'!$D$18, \"\")","v":""},{"$f":"IF(AND($A17<>\"\", U$9<>\"\"), U$9*'EN ISO 9806 page 1'!$D26/'EN ISO 9806 page 1'!$D$18, \"\")","v":""},{"$f":"IF(AND($A17<>\"\", V$9<>\"\"), V$9*'EN ISO 9806 page 1'!$D26/'EN ISO 9806 page 1'!$D$18, \"\")","v":""},{"$f":"IF(AND($A17<>\"\", W$9<>\"\"), W$9*'EN ISO 9806 page 1'!$D26/'EN ISO 9806 page 1'!$D$18, \"\")","v":""},{"$f":"IF(AND($A17<>\"\", X$9<>\"\"), X$9*'EN ISO 9806 page 1'!$D26/'EN ISO 9806 page 1'!$D$18, \"\")","v":""},null,null,null,null,null,{"$f":"AC24","v":"Fixed (slope = latitude - 15°; rounded to nearest 5°)"},{"$f":"AC25","v":"Vertical-axis tracking"},{"$f":"AC26","v":"2-axis tracking"},{"$f":"AC27","v":"NS-axis tracking"},{"$f":"AC28","v":"EW-axis tracking"}]
[{"$f":"IF('EN ISO 9806 page 1'!A27<>\"\",'EN ISO 9806 page 1'!A27,\"\")","v":""},null,null,null,null,null,null,null,null,null,null,null,{"$f":"IF(AND($A18<>\"\", M$9<>\"\"), M$9*'EN ISO 9806 page 1'!$D27/'EN ISO 9806 page 1'!$D$18, \"\")","v":""},{"$f":"IF(AND($A18<>\"\", N$9<>\"\"), N$9*'EN ISO 9806 page 1'!$D27/'EN ISO 9806 page 1'!$D$18, \"\")","v":""},{"$f":"IF(AND($A18<>\"\", O$9<>\"\"), O$9*'EN ISO 9806 page 1'!$D27/'EN ISO 9806 page 1'!$D$18, \"\")","v":""},{"$f":"IF(AND($A18<>\"\", P$9<>\"\"), P$9*'EN ISO 9806 page 1'!$D27/'EN ISO 9806 page 1'!$D$18, \"\")","v":""},{"$f":"IF(AND($A18<>\"\", Q$9<>\"\"), Q$9*'EN ISO 9806 page 1'!$D27/'EN ISO 9806 page 1'!$D$18, \"\")","v":""},{"$f":"IF(AND($A18<>\"\", R$9<>\"\"), R$9*'EN ISO 9806 page 1'!$D27/'EN ISO 9806 page 1'!$D$18, \"\")","v":""},{"$f":"IF(AND($A18<>\"\", S$9<>\"\"), S$9*'EN ISO 9806 page 1'!$D27/'EN ISO 9806 page 1'!$D$18, \"\")","v":""},{"$f":"IF(AND($A18<>\"\", T$9<>\"\"), T$9*'EN ISO 9806 page 1'!$D27/'EN ISO 9806 page 1'!$D$18, \"\")","v":""},{"$f":"IF(AND($A18<>\"\", U$9<>\"\"), U$9*'EN ISO 9806 page 1'!$D27/'EN ISO 9806 page 1'!$D$18, \"\")","v":""},{"$f":"IF(AND($A18<>\"\", V$9<>\"\"), V$9*'EN ISO 9806 page 1'!$D27/'EN ISO 9806 page 1'!$D$18, \"\")","v":""},{"$f":"IF(AND($A18<>\"\", W$9<>\"\"), W$9*'EN ISO 9806 page 1'!$D27/'EN ISO 9806 page 1'!$D$18, \"\")","v":""},{"$f":"IF(AND($A18<>\"\", X$9<>\"\"), X$9*'EN ISO 9806 page 1'!$D27/'EN ISO 9806 page 1'!$D$18, \"\")","v":""},null,null,null,null,{"$f":"M7","v":"Athens"},1765,2204,2609,2386,1955]
[{"$f":"IF('EN ISO 9806 page 1'!A28<>\"\",'EN ISO 9806 page 1'!A28,\"\")","v":""},null,null,null,null,null,null,null,null,null,null,null,{"$f":"IF(AND($A19<>\"\", M$9<>\"\"), M$9*'EN ISO 9806 page 1'!$D28/'EN ISO 9806 page 1'!$D$18, \"\")","v":""},{"$f":"IF(AND($A19<>\"\", N$9<>\"\"), N$9*'EN ISO 9806 page 1'!$D28/'EN ISO 9806 page 1'!$D$18, \"\")","v":""},{"$f":"IF(AND($A19<>\"\", O$9<>\"\"), O$9*'EN ISO 9806 page 1'!$D28/'EN ISO 9806 page 1'!$D$18, \"\")","v":""},{"$f":"IF(AND($A19<>\"\", P$9<>\"\"), P$9*'EN ISO 9806 page 1'!$D28/'EN ISO 9806 page 1'!$D$18, \"\")","v":""},{"$f":"IF(AND($A19<>\"\", Q$9<>\"\"), Q$9*'EN ISO 9806 page 1'!$D28/'EN ISO 9806 page 1'!$D$18, \"\")","v":""},{"$f":"IF(AND($A19<>\"\", R$9<>\"\"), R$9*'EN ISO 9806 page 1'!$D28/'EN ISO 9806 page 1'!$D$18, \"\")","v":""},{"$f":"IF(AND($A19<>\"\", S$9<>\"\"), S$9*'EN ISO 9806 page 1'!$D28/'EN ISO 9806 page 1'!$D$18, \"\")","v":""},{"$f":"IF(AND($A19<>\"\", T$9<>\"\"), T$9*'EN ISO 9806 page 1'!$D28/'EN ISO 9806 page 1'!$D$18, \"\")","v":""},{"$f":"IF(AND($A19<>\"\", U$9<>\"\"), U$9*'EN ISO 9806 page 1'!$D28/'EN ISO 9806 page 1'!$D$18, \"\")","v":""},{"$f":"IF(AND($A19<>\"\", V$9<>\"\"), V$9*'EN ISO 9806 page 1'!$D28/'EN ISO 9806 page 1'!$D$18, \"\")","v":""},{"$f":"IF(AND($A19<>\"\", W$9<>\"\"), W$9*'EN ISO 9806 page 1'!$D28/'EN ISO 9806 page 1'!$D$18, \"\")","v":""},{"$f":"IF(AND($A19<>\"\", X$9<>\"\"), X$9*'EN ISO 9806 page 1'!$D28/'EN ISO 9806 page 1'!$D$18, \"\")","v":""},null,null,null,null,{"$f":"P7","v":"Davos"},1714,2086,2386,2009,1891]
[{"$f":"IF('EN ISO 9806 page 1'!A29<>\"\",'EN ISO 9806 page 1'!A29,\"\")","v":""},null,null,null,null,null,null,null,null,null,null,null,{"$f":"IF(AND($A20<>\"\", M$9<>\"\"), M$9*'EN ISO 9806 page 1'!$D29/'EN ISO 9806 page 1'!$D$18, \"\")","v":""},{"$f":"IF(AND($A20<>\"\", N$9<>\"\"), N$9*'EN ISO 9806 page 1'!$D29/'EN ISO 9806 page 1'!$D$18, \"\")","v":""},{"$f":"IF(AND($A20<>\"\", O$9<>\"\"), O$9*'EN ISO 9806 page 1'!$D29/'EN ISO 9806 page 1'!$D$18, \"\")","v":""},{"$f":"IF(AND($A20<>\"\", P$9<>\"\"), P$9*'EN ISO 9806 page 1'!$D29/'EN ISO 9806 page 1'!$D$18, \"\")","v":""},{"$f":"IF(AND($A20<>\"\", Q$9<>\"\"), Q$9*'EN ISO 9806 page 1'!$D29/'EN ISO 9806 page 1'!$D$18, \"\")","v":""},{"$f":"IF(AND($A20<>\"\", R$9<>\"\"), R$9*'EN ISO 9806 page 1'!$D29/'EN ISO 9806 page 1'!$D$18, \"\")","v":""},{"$f":"IF(AND($A20<>\"\", S$9<>\"\"), S$9*'EN ISO 9806 page 1'!$D29/'EN ISO 9806 page 1'!$D$18, \"\")","v":""},{"$f":"IF(AND($A20<>\"\", T$9<>\"\"), T$9*'EN ISO 9806 page 1'!$D29/'EN ISO 9806 page 1'!$D$18, \"\")","v":""},{"$f":"IF(AND($A20<>\"\", U$9<>\"\"), U$9*'EN ISO 9806 page 1'!$D29/'EN ISO 9806 page 1'!$D$18, \"\")","v":""},{"$f":"IF(AND($A20<>\"\", V$9<>\"\"), V$9*'EN ISO 9806 page 1'!$D29/'EN ISO 9806 page 1'!$D$18, \"\")","v":""},{"$f":"IF(AND($A20<>\"\", W$9<>\"\"), W$9*'EN ISO 9806 page 1'!$D29/'EN ISO 9806 page 1'!$D$18, \"\")","v":""},{"$f":"IF(AND($A20<>\"\", X$9<>\"\"), X$9*'EN ISO 9806 page 1'!$D29/'EN ISO 9806 page 1'!$D$18, \"\")","v":""},null,null,null,null,{"$f":"S7","v":"Stockholm"},1166,1565,1634,1408,1268]
[{"$f":"IF('EN ISO 9806 page 1'!A30<>\"\",'EN ISO 9806 page 1'!A30,\"\")","v":""},null,null,null,null,null,null,null,null,null,null,null,{"$f":"IF(AND($A21<>\"\", M$9<>\"\"), M$9*'EN ISO 9806 page 1'!$D30/'EN ISO 9806 page 1'!$D$18, \"\")","v":""},{"$f":"IF(AND($A21<>\"\", N$9<>\"\"), N$9*'EN ISO 9806 page 1'!$D30/'EN ISO 9806 page 1'!$D$18, \"\")","v":""},{"$f":"IF(AND($A21<>\"\", O$9<>\"\"), O$9*'EN ISO 9806 page 1'!$D30/'EN ISO 9806 page 1'!$D$18, \"\")","v":""},{"$f":"IF(AND($A21<>\"\", P$9<>\"\"), P$9*'EN ISO 9806 page 1'!$D30/'EN ISO 9806 page 1'!$D$18, \"\")","v":""},{"$f":"IF(AND($A21<>\"\", Q$9<>\"\"), Q$9*'EN ISO 9806 page 1'!$D30/'EN ISO 9806 page 1'!$D$18, \"\")","v":""},{"$f":"IF(AND($A21<>\"\", R$9<>\"\"), R$9*'EN ISO 9806 page 1'!$D30/'EN ISO 9806 page 1'!$D$18, \"\")","v":""},{"$f":"IF(AND($A21<>\"\", S$9<>\"\"), S$9*'EN ISO 9806 page 1'!$D30/'EN ISO 9806 page 1'!$D$18, \"\")","v":""},{"$f":"IF(AND($A21<>\"\", T$9<>\"\"), T$9*'EN ISO 9806 page 1'!$D30/'EN ISO 9806 page 1'!$D$18, \"\")","v":""},{"$f":"IF(AND($A21<>\"\", U$9<>\"\"), U$9*'EN ISO 9806 page 1'!$D30/'EN ISO 9806 page 1'!$D$18, \"\")","v":""},{"$f":"IF(AND($A21<>\"\", V$9<>\"\"), V$9*'EN ISO 9806 page 1'!$D30/'EN ISO 9806 page 1'!$D$18, \"\")","v":""},{"$f":"IF(AND($A21<>\"\", W$9<>\"\"), W$9*'EN ISO 9806 page 1'!$D30/'EN ISO 9806 page 1'!$D$18, \"\")","v":""},{"$f":"IF(AND($A21<>\"\", X$9<>\"\"), X$9*'EN ISO 9806 page 1'!$D30/'EN ISO 9806 page 1'!$D$18, \"\")","v":""},null,null,null,null,{"$f":"V7","v":"Würzburg"},1244,1524,1625,1444,1318]
[{"$f":"IF('EN ISO 9806 page 1'!A31<>\"\",'EN ISO 9806 page 1'!A31,\"\")","v":""},null,null,null,null,null,null,null,null,null,null,null,{"$f":"IF(AND($A22<>\"\", M$9<>\"\"), M$9*'EN ISO 9806 page 1'!$D31/'EN ISO 9806 page 1'!$D$18, \"\")","v":""},{"$f":"IF(AND($A22<>\"\", N$9<>\"\"), N$9*'EN ISO 9806 page 1'!$D31/'EN ISO 9806 page 1'!$D$18, \"\")","v":""},{"$f":"IF(AND($A22<>\"\", O$9<>\"\"), O$9*'EN ISO 9806 page 1'!$D31/'EN ISO 9806 page 1'!$D$18, \"\")","v":""},{"$f":"IF(AND($A22<>\"\", P$9<>\"\"), P$9*'EN ISO 9806 page 1'!$D31/'EN ISO 9806 page 1'!$D$18, \"\")","v":""},{"$f":"IF(AND($A22<>\"\", Q$9<>\"\"), Q$9*'EN ISO 9806 page 1'!$D31/'EN ISO 9806 page 1'!$D$18, \"\")","v":""},{"$f":"IF(AND($A22<>\"\", R$9<>\"\"), R$9*'EN ISO 9806 page 1'!$D31/'EN ISO 9806 page 1'!$D$18, \"\")","v":""},{"$f":"IF(AND($A22<>\"\", S$9<>\"\"), S$9*'EN ISO 9806 page 1'!$D31/'EN ISO 9806 page 1'!$D$18, \"\")","v":""},{"$f":"IF(AND($A22<>\"\", T$9<>\"\"), T$9*'EN ISO 9806 page 1'!$D31/'EN ISO 9806 page 1'!$D$18, \"\")","v":""},{"$f":"IF(AND($A22<>\"\", U$9<>\"\"), U$9*'EN ISO 9806 page 1'!$D31/'EN ISO 9806 page 1'!$D$18, \"\")","v":""},{"$f":"IF(AND($A22<>\"\", V$9<>\"\"), V$9*'EN ISO 9806 page 1'!$D31/'EN ISO 9806 page 1'!$D$18, \"\")","v":""},{"$f":"IF(AND($A22<>\"\", W$9<>\"\"), W$9*'EN ISO 9806 page 1'!$D31/'EN ISO 9806 page 1'!$D$18, \"\")","v":""},{"$f":"IF(AND($A22<>\"\", X$9<>\"\"), X$9*'EN ISO 9806 page 1'!$D31/'EN ISO 9806 page 1'!$D$18, \"\")","v":""}]
[{"$f":"IF('EN ISO 9806 page 1'!A32<>\"\",'EN ISO 9806 page 1'!A32,\"\")","v":""},null,null,null,null,null,null,null,null,null,null,null,{"$f":"IF(AND($A23<>\"\", M$9<>\"\"), M$9*'EN ISO 9806 page 1'!$D32/'EN ISO 9806 page 1'!$D$18, \"\")","v":""},{"$f":"IF(AND($A23<>\"\", N$9<>\"\"), N$9*'EN ISO 9806 page 1'!$D32/'EN ISO 9806 page 1'!$D$18, \"\")","v":""},{"$f":"IF(AND($A23<>\"\", O$9<>\"\"), O$9*'EN ISO 9806 page 1'!$D32/'EN ISO 9806 page 1'!$D$18, \"\")","v":""},{"$f":"IF(AND($A23<>\"\", P$9<>\"\"), P$9*'EN ISO 9806 page 1'!$D32/'EN ISO 9806 page 1'!$D$18, \"\")","v":""},{"$f":"IF(AND($A23<>\"\", Q$9<>\"\"), Q$9*'EN ISO 9806 page 1'!$D32/'EN ISO 9806 page 1'!$D$18, \"\")","v":""},{"$f":"IF(AND($A23<>\"\", R$9<>\"\"), R$9*'EN ISO 9806 page 1'!$D32/'EN ISO 9806 page 1'!$D$18, \"\")","v":""},{"$f":"IF(AND($A23<>\"\", S$9<>\"\"), S$9*'EN ISO 9806 page 1'!$D32/'EN ISO 9806 page 1'!$D$18, \"\")","v":""},{"$f":"IF(AND($A23<>\"\", T$9<>\"\"), T$9*'EN ISO 9806 page 1'!$D32/'EN ISO 9806 page 1'!$D$18, \"\")","v":""},{"$f":"IF(AND($A23<>\"\", U$9<>\"\"), U$9*'EN ISO 9806 page 1'!$D32/'EN ISO 9806 page 1'!$D$18, \"\")","v":""},{"$f":"IF(AND($A23<>\"\", V$9<>\"\"), V$9*'EN ISO 9806 page 1'!$D32/'EN ISO 9806 page 1'!$D$18, \"\")","v":""},{"$f":"IF(AND($A23<>\"\", W$9<>\"\"), W$9*'EN ISO 9806 page 1'!$D32/'EN ISO 9806 page 1'!$D$18, \"\")","v":""},{"$f":"IF(AND($A23<>\"\", X$9<>\"\"), X$9*'EN ISO 9806 page 1'!$D32/'EN ISO 9806 page 1'!$D$18, \"\")","v":""}]
[{"$f":"IF('EN ISO 9806 page 1'!A33<>\"\",'EN ISO 9806 page 1'!A33,\"\")","v":""},null,null,null,null,null,null,null,null,null,null,null,{"$f":"IF(AND($A24<>\"\", M$9<>\"\"), M$9*'EN ISO 9806 page 1'!$D33/'EN ISO 9806 page 1'!$D$18, \"\")","v":""},{"$f":"IF(AND($A24<>\"\", N$9<>\"\"), N$9*'EN ISO 9806 page 1'!$D33/'EN ISO 9806 page 1'!$D$18, \"\")","v":""},{"$f":"IF(AND($A24<>\"\", O$9<>\"\"), O$9*'EN ISO 9806 page 1'!$D33/'EN ISO 9806 page 1'!$D$18, \"\")","v":""},{"$f":"IF(AND($A24<>\"\", P$9<>\"\"), P$9*'EN ISO 9806 page 1'!$D33/'EN ISO 9806 page 1'!$D$18, \"\")","v":""},{"$f":"IF(AND($A24<>\"\", Q$9<>\"\"), Q$9*'EN ISO 9806 page 1'!$D33/'EN ISO 9806 page 1'!$D$18, \"\")","v":""},{"$f":"IF(AND($A24<>\"\", R$9<>\"\"), R$9*'EN ISO 9806 page 1'!$D33/'EN ISO 9806 page 1'!$D$18, \"\")","v":""},{"$f":"IF(AND($A24<>\"\", S$9<>\"\"), S$9*'EN ISO 9806 page 1'!$D33/'EN ISO 9806 page 1'!$D$18, \"\")","v":""},{"$f":"IF(AND($A24<>\"\", T$9<>\"\"), T$9*'EN ISO 9806 page 1'!$D33/'EN ISO 9806 page 1'!$D$18, \"\")","v":""},{"$f":"IF(AND($A24<>\"\", U$9<>\"\"), U$9*'EN ISO 9806 page 1'!$D33/'EN ISO 9806 page 1'!$D$18, \"\")","v":""},{"$f":"IF(AND($A24<>\"\", V$9<>\"\"), V$9*'EN ISO 9806 page 1'!$D33/'EN ISO 9806 page 1'!$D$18, \"\")","v":""},{"$f":"IF(AND($A24<>\"\", W$9<>\"\"), W$9*'EN ISO 9806 page 1'!$D33/'EN ISO 9806 page 1'!$D$18, \"\")","v":""},{"$f":"IF(AND($A24<>\"\", X$9<>\"\"), X$9*'EN ISO 9806 page 1'!$D33/'EN ISO 9806 page 1'!$D$18, \"\")","v":""},null,null,null,null,"Fixed (slope = latitude - 15°; rounded to nearest 5°)"]
[{"$f":"IF('EN ISO 9806 page 1'!S2=\"EN ISO 9806\",\"Annual output per m² gross area\",\"Annual output per m² aperture area\")","v":"Annual output per m² gross area"},null,null,null,null,null,null,null,null,null,null,null,{"$f":"IF(M$9<>\"\",M$9/'EN ISO 9806 page 1'!$D$18,\"\")","v":1643.7669000324993},{"$f":"IF(N$9<>\"\",N$9/'EN ISO 9806 page 1'!$D$18,\"\")","v":1331.6250988160214},{"$f":"IF(O$9<>\"\",O$9/'EN ISO 9806 page 1'!$D$18,\"\")","v":1019.7469608126517},{"$f":"IF(P$9<>\"\",P$9/'EN ISO 9806 page 1'!$D$18,\"\")","v":1340.2529040933287},{"$f":"IF(Q$9<>\"\",Q$9/'EN ISO 9806 page 1'!$D$18,\"\")","v":1064.3655690381383},{"$f":"IF(R$9<>\"\",R$9/'EN ISO 9806 page 1'!$D$18,\"\")","v":801.00801548651975},{"$f":"IF(S$9<>\"\",S$9/'EN ISO 9806 page 1'!$D$18,\"\")","v":982.76808151048931},{"$f":"IF(T$9<>\"\",T$9/'EN ISO 9806 page 1'!$D$18,\"\")","v":755.66595677689781},{"$f":"IF(U$9<>\"\",U$9/'EN ISO 9806 page 1'!$D$18,\"\")","v":551.9074564714557},{"$f":"IF(V$9<>\"\",V$9/'EN ISO 9806 page 1'!$D$18,\"\")","v":1051.7440032080451},{"$f":"IF(W$9<>\"\",W$9/'EN ISO 9806 page 1'!$D$18,\"\")","v":810.17401938050716},{"$f":"IF(X$9<>\"\",X$9/'EN ISO 9806 page 1'!$D$18,\"\")","v":587.2669941500194},null,null,null,null,"Vertical-axis tracking"]
["Fixed or tracking collector",null,null,null,null,null,null,null,null,null,null,null,"Fixed (slope = latitude - 15°; rounded to nearest 5°)",null,null,null,null,null,null,null,null,null,null,null,null,null,null,null,"2-axis tracking"]
["Annual irradiation on collector plane",null,null,null,null,null,null,null,null,null,null,null,{"$f":"HLOOKUP($M$26,$AD$17:$AH$21,2,FALSE)","v":1765},null,null,{"$f":"HLOOKUP($M$26,$AD$17:$AH$21,3,FALSE)","v":1714},null,null,{"$f":"HLOOKUP($M$26,$AD$17:$AH$21,4,FALSE)","v":1166},null,null,{"$f":"HLOOKUP($M$26,$AD$17:$AH$21,5,FALSE)","v":1244},null,null,null,null,null,null,"NS-axis tracking"]
["Mean annual ambient air temperature ",null,null,null,null,null,null,null,null,null,null,null,18.5,null,null,3.2,null,null,7.5,null,null,9,null,null,null,null,null,null,"EW-axis tracking"]
["Collector orientation or tracking mode ",null,null,null,null,null,null,null,null,null,null,null,{"$f":"+IF(M26=$AC$24,AC29,AC30)","v":"South, 25°"},null,null,{"$f":"+IF(M26=$AC$24,AD29,AD30)","v":"South, 30°"},null,null,{"$f":"+IF(M26=$AC$24,AE29,AE30)","v":"South, 45°"},null,null,{"$f":"+IF(M26=$AC$24,AF29,AF30)","v":"South, 35°"},null,null,null,null,null,null,"South, 25°","South, 30°","South, 45°","South, 35°"]
[{"$f":"\"The collector is operated at constant temperature ϑm (mean of in- and outlet temperatures). The calculation of the annual collector performance is performed with the official Solar Keymark spreadsheet tool Scenocalc \"&program_version(TRUE)&\". A detailed description of the calculations is available at www.solarkeymark.org/scenocalc\"","v":"The collector is operated at constant temperature ϑm (mean of in- and outlet temperatures). The calculation of the annual collector performance is performed with the official Solar Keymark spreadsheet tool Scenocalc Ver. 6.0 (October 2018). A detailed description of the calculations is available at www.solarkeymark.org/scenocalc"},null,null,null,null,null,null,null,null,null,null,null,null,null,null,null,null,null,null,null,null,null,null,null,null,null,null,null,"Tracking","Tracking","Tracking","Tracking"]
[]
[]
["Additional Information "]
["Collector heat transfer medium",null,null,null,null,null,null,null,null,null,null,null,null,null,null,null,null,null,null,null,"Water-Glycole",null,null,null,null,null,null,null,"Water","Water-Glycole","Air"]
["The collector is deemed to be suitable for roof integration",null,null,null,null,null,null,null,null,null,null,null,null,null,null,null,null,null,null,null,"No",null,null,null,null,null,null,null,"Yes","No"]
[]
["The collector was tested successfully under the following conditions:"]
["Climate class (A+, A, B or C)",null,null,null,null,null,null,null,null,null,null,null,null,null,null,null,null,null,null,null,"A+",null,"--",null,{"$f":"IF('EN ISO 9806 page 2'!AH38=\"--\",\"Please choose climate reference class (A, B or C)\",IF(AH38=\"C\",\"Please specify climate reference conditions below!\",\"\"))","v":""},null,null,null,null,null,null,null,"--",{"$f":"U38","v":"A+"},"G","ϑa","H"]
["G (W/m2) > ",null,null,null,null,null,{"$f":"IF(AH38=\"A+\",1100,IF(AH38=\"A\",1000,IF(AH38=\"B\",900,\"\")))","v":1100},null,null,null,null,"ϑa (°C) >",null,null,null,{"$f":"IF(AH38=\"A+\",40,IF(AH38=\"A\",20,IF(AH38=\"B\",15,\"\")))","v":40},null,null,"HX (MJ/m2) >",null,null,null,{"$f":"IF(AH38=\"A+\",700,IF(AH38=\"A\",600,IF(AH38=\"B\",540,\"\")))","v":700},null,null,null,null,null,null,null,null,null,"C"]
["Maximum tested positive load",null,null,null,null,null,null,null,null,null,null,null,null,null,null,null,null,null,null,null,1000,null,"Pa",null,null,null,null,null,null,null,null,null,"B",null,900,15,540]
["Maximum tested negative load",null,null,null,null,null,null,null,null,null,null,null,null,null,null,null,null,null,null,null,300,null,"Pa",null,null,null,null,null,"Hail resistance using ice balls (diameter)",null,null,null,"A",null,1000,20,600]
["Hail resistance using steel ball (maximum drop height)",null,null,null,null,null,null,null,null,null,null,null,null,null,null,null,null,null,null,null,25,null,{"$f":"IF(A42=AC41,\"mm\",\"m\")","v":"m"},null,null,null,null,null,"Hail resistance using steel ball (maximum drop height)",null,null,null,"A+",null,1100,40,700]
["Additional collector attribute(s)",null,null,null,null,null,null,null,null,null,null,null,null,null,null,"Collector with active or passive measure(s) for self-protection"]
["Using external power source(s) for normal operation",null,null,null,null,null,null,null,null,null,null,null,null,null,null,"Active or passive measure(s) for self-protection"]
["Co-generating thermal and electrical power",null,null,null,null,null,null,null,null,null,null,null,null,null,null,"Wind and/or infrared sensitive collector(s) (WISC)"]
["Façade collector(s)"]
["Energy Labelling Information",null,null,null,null,null,null,null,null,null,null,null,null,null,null,null,null,null,null,null,null,null,null,null,null,null,null,null,null,null,null,null,"--"]
[null,null,null,null,null,null,null,null,null,null,null,null,"Reference Area, Asol (m2)",null,null,"Hydraulic Designation Code",null,null,null,null,null,null,null,null,null,null,null,null,null,null,null,null,"Collector using external power source(s) for normal operation"]
[{"$f":"IF(A9=\"\",\"\",A9)","v":"Acol size A"},null,null,null,null,null,null,null,null,null,null,null,{"$f":"IF('EN ISO 9806 page 1'!D18=\"\",\"\",'EN ISO 9806 page 1'!D18)","v":1.35},null,null,"{F}-{O}-{CL}-{A:Ø,L}-{C:Ø,L}-{D}",null,null,null,null,null,null,null,null,null,null,null,null,null,null,null,null,"Collector with active or passive measure(s) for self-protection"]
[{"$f":"IF(A10=\"\",\"\",A10)","v":"Acol size B"},null,null,null,null,null,null,null,null,null,null,null,{"$f":"IF('EN ISO 9806 page 1'!D19=\"\",\"\",'EN ISO 9806 page 1'!D19)","v":2.2050000000000001},null,null,"{F}-{O}-{CL}-{A:Ø,L}-{C:Ø,L}-{D}",null,null,null,null,null,null,null,null,null,null,null,null,null,null,null,null,"Collector co-generating thermal and electrical power"]
["",null,null,null,null,null,null,null,null,null,null,null,{"$f":"IF('EN ISO 9806 page 1'!D20=\"\",\"\",'EN ISO 9806 page 1'!D20)","v":""},null,null,null,null,null,null,null,null,null,null,null,null,null,null,null,null,null,null,false,"Wind and/or infrared sensitive collector(s) (WISC)"]
["",null,null,null,null,null,null,null,null,null,null,null,{"$f":"IF('EN ISO 9806 page 1'!D21=\"\",\"\",'EN ISO 9806 page 1'!D21)","v":""},null,null,null,null,null,null,null,null,null,null,null,null,null,null,null,null,null,null,null,"Façade collector(s)"]
["",null,null,null,null,null,null,null,null,null,null,null,{"$f":"IF('EN ISO 9806 page 1'!D22=\"\",\"\",'EN ISO 9806 page 1'!D22)","v":""},null,null,null,null,null,null,null,null,null,null,null,null,null,null,null,null,null,null,{"$f":"IF(AF51=FALSE,\"EJ WISC\",\"WISC\")","v":"EJ WISC"}]
["",null,null,null,null,null,null,null,null,null,null,null,{"$f":"IF('EN ISO 9806 page 1'!D23=\"\",\"\",'EN ISO 9806 page 1'!D23)","v":""}]
["",null,null,null,null,null,null,null,null,null,null,null,{"$f":"IF('EN ISO 9806 page 1'!D24=\"\",\"\",'EN ISO 9806 page 1'!D24)","v":""}]
["",null,null,null,null,null,null,null,null,null,null,null,{"$f":"IF('EN ISO 9806 page 1'!D25=\"\",\"\",'EN ISO 9806 page 1'!D25)","v":""}]
["Data required for CDR (EU) No 811/2013 - Reference Area Asol",null,null,null,null,null,null,null,null,null,null,null,null,null,null,"Data required for CDR (EU) No 812/2013 - Reference Area Asol",null,null,null,null,null,null,null,null,null,null,null,null,"Wind speed for unglazed collectors:"]
["Collector efficiency (ηcol)",null,null,null,null,null,null,null,null,null,null,null,{"$f":"'EN ISO 9806 page 1'!BB13/1000","v":0.75609999999999999},null,null,"Zero-loss efficiency (η0 )",null,null,null,null,{"$f":"'EN ISO 9806 page 1'!H18/1000/'EN ISO 9806 page 1'!D18","v":0.88650000000000007},null,"--",null,null,null,null,null,1,"m/s"]
["Remark:  Collector efficiency (ηcol) is defined in CDR (EU) No 811/2013 as collector efficiency of the solar collector at a temperature difference between the solar collector and the surrounding air of 40 K and a global solar irradiance of 1000 W/m², expressed in % and rounded to the nearest integer. Deviating from the regulation ηcol is based on reference area (Asol) which is aperture area for values according to EN 12975-2 or gross area for ISO 9806:2017.",null,null,null,null,null,null,null,null,null,null,null,null,null,null,"First-order coefficient (a1) ",null,null,null,null,{"$f":"a_1+a_3*(1.3-3)+a_8*10^6","v":2.66},null,"W/(m²K)"]
[null,null,null,null,null,null,null,null,null,null,null,null,null,null,null,"Second-order coefficient (a2) ",null,null,null,null,{"$f":"'EN ISO 9806 page 1'!F39","v":1.4999999999999999E-2},null,"W/(m²K²)"]
[null,null,null,null,null,null,null,null,null,null,null,null,null,null,null,"Incidence angle modifier IAM (50°)",null,null,null,null,{"$f":"0.85*('EN ISO 9806 page 1'!H44*'EN ISO 9806 page 1'!H45)+0.15*'EN ISO 9806 page 1'!M39","v":1.1986050000000001},null,"--"]
[null,null,null,null,null,null,null,null,null,null,null,null,null,null,null,"Remark: The data given in this section are related to collector reference area (Asol) which is aperture area for values according to EN 12975-2 or gross area for ISO 9806. Consistent data sets for either aperture or gross area can be used in calculations like in the regulation 811 and 812 and simulation programs."]
[]
[]
[]
[]
[{"$f":"IF('EN ISO 9806 page 1'!A62:M62=\"\",\"\",'EN ISO 9806 page 1'!A62:M62)","v":"CERTIFICATION BODY FOOTER\naddress etc."}]

{"sheet":"Special characters","index":12,"n_rows":5,"n_cols":1,"rows_kept":5,"cut":false,"hidden":true,"merged":[]}
["Þ"]
["°"]
["·"]
["²"]
["⁴"]